## 20140825R9.2
VCSEL Asset ID | ref asset ID | Paper Tag | Revised Location | Detailed Location | Manufacturer | Paper Tag Manu. | Model | Description | Interested Buyer: Company Name. | Offer Amount
EXP1039 |  |  | Albuquerque | ABQ-1 : Bay 1
4859 | 400567 | ABQ 2122 | Albuquerque | ABQ-3 | 3M |  | 701 | Test Kit For Static Control Surfaces
EXP1279 |  | ABQ 3394 | Albuquerque | ABQ-3 | 3M |  | 961 | Ionizing Blower
6352 | 100387 | ABQ 0732 | Albuquerque | ABQ-3 | A.P.E. |  | 7007-1000 | Sniper Split Vision
6412 | 100755 | ABQ 0241 | Albuquerque |  | Accuscope |  | 0 | Microscope
6433 | 100754 | ABQ 0459 | Albuquerque | ABQ-3 | Accuscope |  | Unknown | Microscope
5237 | 100334 | ABQ 0930 | Albuquerque |  | Acu-Rite |  | Quad 5000 | Optical Measuring Microsocpe
EXP1280 |  | ABQ 843 | Albuquerque | ABQ-3 | Ademva |  | DM10-100 | Somfy Tec DM-100 Tension Gauge
EXP1281 |  | ABQ 842 | Albuquerque | ABQ-3 | Ademva |  | DM10-150 | Somfy Tec DM-100 Tension Gauge
4944 | 400534 | ABQ 2455 | Albuquerque | ABQ-2 | Advanced Dicing Technologies |  | 7100 | Provectus Dicing Saw
4856 |  |  | Albuquerque |  | Aerofeed | Aerofeed | 0 | 1 Shelf Dessicator
4694 | 100070 | ABQ 0337 | Albuquerque | ABQ-2 | Aerofeed |  | 0 | 3 Shelf Dessicator
5014 | 100069 | ABQ 0325 | Albuquerque | ABQ-3 | Aerofeed |  | 0 | 3 Shelf Dessicator
5648 |  |  | Albuquerque |  | Aerofeed | Aerofeed | 0 | Fiber Optic Light Illuminator
EXP1043 |  | ABQ 3264 | Albuquerque | ABQ-2 | Aerofeed |  | NA | 2 Box Nitrogen Storage Cabinet/Drybox
EXP1045 |  | ABQ 3310 | Albuquerque | ABQ-2 | Aerofeed |  | NA | 2 Box Nitrogen Storage Cabinet/Drybox
EXP1040 | 500007 | ABQ 3266 | Albuquerque | ABQ-2 | Aerofeed |  | NA | 3 Box Nitrogen Storage Cabinet/Drybox
EXP1044 |  | ABQ 3309 | Albuquerque | ABQ-2 | Aerofeed |  | NA | 3 Box Nitrogen Storage Cabinet/Drybox
EXP1042 | 500004 | ABQ 3219 | Albuquerque | ABQ-2 | Aerofeed |  | NA | ESD Drybox
EXP1041 | 500006 | ABQ 3263 | Albuquerque | ABQ-2 | Aerofeed |  | NA | Nitrogen Storage Cabinet/Drybox
4827 | 201109 | ESV 0006 | Albuquerque |  | Agilent |  | 0 | Equipment Rack
4850 | 201143 | ESV 0040 | Albuquerque |  | Agilent |  | 0 | Equipment Rack
5084 | 201154 | ESV 0059 | Albuquerque |  | Agilent |  | 0 | Equipment Rack
5464 | 100472 | ABQ 0380 | Albuquerque |  | Agilent |  | 0 | Equipment Rack
4751 | 100521 | ABQ 0254 | Albuquerque | ABQ-3 | Agilent |  | 0 | Test Rack 01 Equipment Cabinet
4764 | 100518 | ABQ 0226 | Albuquerque | ABQ-1 | Agilent |  | 0 | Test Rack 20 Equipment Cabinet
6231 | E458965 | TW_EE_001 | Albuquerque |  | AGILENT |  | 11713A | Attenuator /Switch driver - (1)
6101 |  | TW_EE_002 | Albuquerque |  | AGILENT | AGILENT | 33250A | 80MHz Arbitrary Waveform - (1)
6132 |  | TW_EE_003 | Albuquerque |  | AGILENT | AGILENT | 33250A | 80MHz Function Generator - (1)
6104 |  | TW_EE_077 | Albuquerque |  | AGILENT | AGILENT | 33250A | Arbitrary waveform generator 80MHz - (1)
6183 |  | TW_EE_078 | Albuquerque |  | AGILENT | AGILENT | 33250A | Arbitrary waveform generator 80MHz - (1)
4835 | 100766 | ABQ 1109 | Albuquerque |  | Agilent |  | 34401A | Multimeter
4920 | 201515 | DWG 0094 | Albuquerque |  | Agilent |  | 34401A | Multimeter
5293 | 201598 | DWG 0195 | Albuquerque |  | Agilent |  | 34401A | Multimeter
EXP1305 | 400329 | EDP 208 | Albuquerque | ABQ-3 | Agilent |  | 3458A | Multimeter
6146 |  | TW_EE_010 | Albuquerque |  | AGILENT | AGILENT | 34901A | 20-Channel Actuator/GP switch module for the 34907A - (1)
6145 |  | TW_EE_008 | Albuquerque |  | AGILENT | AGILENT | 34901A | Thermel convertor - (1)
6232 |  | TW_EE_009 | Albuquerque |  | AGILENT | AGILENT | 34901A | Thermel convertor - (1)
4826 | 201148 | ESV 0048 | Albuquerque |  | Agilent |  | 34970A | Data Acquisition Switch Unit
5070 | 201764 | DWG 0398 | Albuquerque |  | Agilent |  | 34970a | Data Acquisition Switch Unit
5022 | 400564 | ABQ 1961 | Albuquerque | ABQ-7 | Agilent |  | 34970A | Data Acquisition Switch Unit
3944 | 403048 | ABQ 3224 | Albuquerque | ABQ-6 | AGILENT |  | 34970A | DATA ACQUISITION/SWITCH UNIT
5322 | 201119 | ESV 0016 | Albuquerque |  | Agilent |  | 34970A | Data Acquistion/Switch Unit
EXP1299 | 100172 | ABQ 556 | Albuquerque | ABQ-3 | Agilent |  | 4155B | Semiconductor Parametric Analyzer
6429 | 201190 | ESV 0045 | Albuquerque | ABQ-7 | Agilent |  | 54754A | Differential TDR Plug in Module
3003 | 401170 | ABQ 2718 | Albuquerque | ABQ-3 | Agilent |  | 6624A | DC Power Supply
5045 | 201604 | DWG 0201 | Albuquerque | ABQ-7 | Agilent |  | 6624A | DC Power Supply
5056 | 201709 | ABQ 3242 | Albuquerque | ABQ-2 | Agilent |  | 6624A | DC Power Supply
4599 | 100043 | ABQ 0404 | Albuquerque | ABQ-1 | Agilent |  | 6629A | DC Power Supply
4759 | 100250 | ABQ 0211 | Albuquerque | ABQ-1 | Agilent |  | 6629A | DC Power Supply
6354 | 100249 | ABQ 0686 | Albuquerque | ABQ-3 | Agilent |  | 6629A | DC Power Supply
6356 | 400056 | ABQ 2252 | Albuquerque | ABQ-3 | Agilent |  | 6629A | DC Power Supply
6414 | 100255 | ABQ 0396 | Albuquerque | ABQ-7 | Agilent |  | 6629A | DC Power Supply
5213 | 100448 | ABQ 0559 | Albuquerque |  | Agilent |  | 66332A | Dynamic Measurement DC Source
5222 | 100447 | ABQ 0759 | Albuquerque |  | Agilent |  | 66332A | Dynamic Measurement DC Source
2903 | 401011 | ABQ 2667 | Albuquerque | ABQ-3 | Agilent |  | 66332A | Dynamic Measurement DC Source
6423 | 201677 | DWG 0281 | Albuquerque | ABQ-7 | Agilent |  | 70843B | Pattern Generator
6157 |  | TW_EE_088 | Albuquerque |  | AGILENT | AGILENT | 81576A | SM VOA plug-in - (1)
6246 |  | TW_EE_089 | Albuquerque |  | AGILENT | AGILENT | 81576A | SM VOA plug-in - (1)
6269 |  | TW_EE_091 | Albuquerque |  | AGILENT | AGILENT | 81578A | 62.5um VOA plug-in - (1)
6148 |  | TW_EE_020 | Albuquerque |  | AGILENT | AGILENT | 81578A | Attenuator (plug-in) - (1)
EXP1048 |  | ABQ 3275 | Albuquerque | ABQ-2 | Agilent |  | 81578A | Optical Attenuator Plugin
6234 |  | TW_EE_023 | Albuquerque |  | AGILENT | AGILENT | 81619A | Interface module - (1)
EXP1529 | 201621 | DWG 218 | Albuquerque | ABQ-7 | Agilent |  | 81619A | Optical Head Interface Module
EXP1047 | 201596 | ABQ 3274 | Albuquerque | ABQ-2 | Agilent |  | 81632A | Optical Power Sensor Plugin
5093 | 201828 | DWG 0407 | Albuquerque |  | Agilent |  | 8163a | Lightwave Multimeter
4601 | 100668 | ABQ 0832 | Albuquerque | ABQ-1 | Agilent |  | 8163A | Lightwave Multimeter w/81633A Power Sensor Plug In
6156 |  | TW_EE_087 | Albuquerque |  | AGILENT | AGILENT | 8163B | Lightwave meter chassis - (1)
2348 | 100119 | ABQ 0107 | Albuquerque | ABQ-7 | Agilent |  | 83483A | Electrical Plug In Module
2848 | 201045 | ABQ 1101 | Albuquerque | ABQ-7 | Agilent |  | 83485B | 1000-1600nm 4th Order Filters Plug In Module
6392 | 400022 | ABQ 2226 | Albuquerque | ABQ-7 | Agilent |  | 83494A | Opt 103 Single Mode Clock Recovery Plug In Module
6155 |  | TW_EE_083 | Albuquerque |  | AGILENT | AGILENT | 83496A (Opt. 101, 200) | CDR plug-in - (1)
6212 |  | TW_EE_074 | Albuquerque |  | AGILENT | AGILENT | 85052D | 3.5mm economy calibration kit - (1)
EXP1302 |  | ABQ 3009 | Albuquerque | ABQ-3 | Agilent |  | 86100A | Digital Communications Analyer
4752 | 100073 | ABQ 0850 | Albuquerque |  | Agilent |  | 86100A | Oscilloscope
4898 | 201180 | ABQ 1959 | Albuquerque |  | Agilent |  | 86100A | Oscilloscope
2041 | 201570 | DWG 0167 | Albuquerque | ABQ-7 | Agilent |  | 86100A | Oscilloscope
2299 | 100845 | DWG 0010 | Albuquerque | ABQ-3 | Agilent |  | 86100A | Oscilloscope
2418 | 400482 | ABQ 2390 | Albuquerque | ABQ-7 | Agilent |  | 86100A | Oscilloscope
2551 | 201749 | DWG 0379 | Albuquerque | ABQ-7 | Agilent |  | 86100a | Oscilloscope
2596 | 201506 | DWG 0083 | Albuquerque | ABQ-3 | Agilent |  | 86100a | Oscilloscope
2603 | 201572 | DWG 0169 | Albuquerque | ABQ-3 | Agilent |  | 86100A | Oscilloscope
2820 | 100664 | ABQ 0681 | Albuquerque | ABQ-7 | Agilent |  | 86100A | Oscilloscope
2842 | 100074 | ABQ 0944 | Albuquerque | ABQ-7 | Agilent |  | 86100A | Oscilloscope
4600 | 100072 | ABQ 0738 | Albuquerque | ABQ-1 | Agilent |  | 86100A | Oscilloscope
4762 | 100152 | ABQ 0216 | Albuquerque | ABQ-1 | Agilent |  | 86100A | Oscilloscope
4888 | 200265 | EOD 0613 | Albuquerque | ABQ-7 | Agilent |  | 86100A | Oscilloscope
4996 | 100259 | ABQ 0416 | Albuquerque | ABQ-3 | Agilent |  | 86100A | Oscilloscope
5263 | 201215 | ABQ 1964 | Albuquerque | ABQ-7 | Agilent |  | 86100A | Oscilloscope
5274 | 400054 | ABQ 2250 | Albuquerque | ABQ-3 | Agilent |  | 86100A | Oscilloscope
5300 | 100076 | ABQ 3136 | Albuquerque | ABQ-3 | Agilent |  | 86100A | Oscilloscope
5328 | 201152 | ESV 0057 | Albuquerque | ABQ-7 | Agilent |  | 86100A | Oscilloscope
6236 |  | TW_EE_026 | Albuquerque |  | AGILENT | AGILENT | 86100A | Wide-bandwidth oscilloscope - (1)
5252 | 100973 | ABQ 1649 | Albuquerque |  | Agilent |  | 86100B | Oscilloscope
5270 | 400020 | ABQ 2224 | Albuquerque | ABQ-3 | Agilent |  | 86100B | Oscilloscope
6127 | E451658 | TW_EE_112 | Albuquerque |  | AGILENT |  | 86100C | 86100C DCA for 13G trigger model - (1)
6092 | E431885 | ATPLX0224 | Albuquerque |  | Agilent |  | 86100C | DCA with Jitter Option 13GTrigger Model/software upgrade
6105 | E432059 | TW_EE_080 | Albuquerque |  | AGILENT |  | 86100C | Scope mainframe - (1)
4308 | E458967 | TW_EE_029 | Albuquerque |  | AGILENT |  | 86100C | Wide-bandwidth oscilloscope - (1)
6150 | E458966 | TW_EE_028 | Albuquerque |  | AGILENT |  | 86100C | Wide-bandwidth oscilloscope - (1)
6196 | E452173 | TW_EE_030 | Albuquerque |  | AGILENT |  | 86100C | Wide-bandwidth oscilloscope - (1)
4821 | 200266 | ABQ 0879 | Albuquerque |  | Agilent |  | 86101A | Optical / Electrical 750-870nm 1063/1250Mb/s Filters Plug In Module
5289 | 201544 | DWG 0133 | Albuquerque |  | Agilent |  | 86101A | Optical / Electrical Module 750-870nm 1063/1250 Filters
6418 | 100775 | ABQ 1118 | Albuquerque |  | Agilent |  | 86101A | Optical \ Electrical 750 -870nm 1063/1250 Filters
6238 |  | TW_EE_032 | Albuquerque |  | AGILENT | AGILENT | 86101A | Plug-in Order filter - (1)
EXP1616 | 200805 | ABQ 1960 | Albuquerque | ABQ-3 | Agilent |  | 86102A | O/E Plugin
4771 | MTM 200805 | ABQ 1960 | Albuquerque |  | Agilent |  | 86102A | Optical Filter Plug In
6120 | E458961 | TW_EE_033 | Albuquerque |  | AGILENT |  | 86102A | Plug-in Order filter - (1)
5336 | 100689 | ABQ 3205 | Albuquerque | ABQ-1 | Agilent |  | 86102U | Filters Plug In Module
2570 | 400560 | ABQ 1983 | Albuquerque | ABQ-7 | Agilent |  | 86103A | Opt H46 980-1625nm 4th Order Filter Plug In Module
2621 | 201699 | DWG 0315 | Albuquerque | ABQ-7 | Agilent |  | 86103B | 1000-1600nm Wavelength Plug In Module
2605 | 201591 | DWG 0188 | Albuquerque | ABQ-3 | Agilent |  | 86103B | 86103B Opt H31 Filter Plug In Module
4418 | E419042 | TW_EE_034 | Albuquerque |  | AGILENT |  | 86103B | Plug-in Order filter - (1)
4419 | E458959 | TW_EE_035 | Albuquerque |  | AGILENT |  | 86103B | Plug-in Order filter - (1)
4631 | 201550 | DWG 0139 | Albuquerque | ABQ-1 | Agilent |  | 86105A | 980-1625 Filter Plug In Module
4245 | E419104 | TW_EE_082 | Albuquerque |  | AGILENT |  | 86105B | OE plug-in (SM) - (1)
EXP1609 |  | ABQ 3202 | Albuquerque | ABQ-3 | Agilent |  | 86105C | O/E Plugin
EXP1611 |  | ABQ 3018 | Albuquerque | ABQ-3 | Agilent |  | 86105C | O/E Plugin
4345 | E451883 | TW_EE_038 | Albuquerque | ABQ-3 | AGILENT |  | 86105C | Plug-in Order filter - (1)
4362 | E419294 | TW_EE_037 | Albuquerque | ABQ-3 | AGILENT |  | 86105C | Plug-in Order filter - (1)
4420 | E431017 | TW_EE_036 | Albuquerque | ABQ-3 | AGILENT |  | 86105C | Plug-in Order filter - (1)
6182 | E451884 | TW_EE_040 | Albuquerque | ABQ-3 | AGILENT |  | 86105C | Plug-in Order filter - (1)
4343 | E389797 | TW_EE_262 | Albuquerque | ABQ-3 | AGILENT |  | 86105C | Plug-in Order Filter 750~1650nm - (1)
4754 | 100257 | ABQ 0652 | Albuquerque |  | Agilent |  | 86112A | 20Ghz Electrical Plug In Module
2835 | 100260 | ABQ 0831 | Albuquerque | ABQ-7 | Agilent |  | 86112A | 20Ghz Electrical Plug In Module
5039 | 201507 | ABQ 3237 | Albuquerque | ABQ-3 | Agilent |  | 86112A | 20Ghz Electrical Plug In Module
5040 | 201508 | ABQ 3235 | Albuquerque | ABQ-3 | Agilent |  | 86112A | 20Ghz Electrical Plug In Module
5065 | 201751 | ABQ 3236 | Albuquerque | ABQ-3 | Agilent |  | 86112a | 20Ghz Electrical Plug In Module
5219 | 100258 | ABQ 0680 | Albuquerque | ABQ-3 | Agilent |  | 86112A | 20Ghz Electrical Plug In Module
5249 | 100740 | ABQ 1534 | Albuquerque | ABQ-3 | Agilent |  | 86112A | 20Ghz Electrical Plug In Module
5329 | 201187 | ABQ 3241 | Albuquerque | ABQ-2 | Agilent |  | 86112A | 20Ghz Electrical Plug In Module
5064 | 201750 | ABQ 3234 | Albuquerque | ABQ-3 | Agilent |  | 86112a | work bench
4887 | 201024 | EOD 0234 | Albuquerque | ABQ-7 | Agilent |  | 86113A | 1000-1600nm 4th Order Filters Plug In Module
6237 |  | TW_EE_031 | Albuquerque | ABQ-7 | AGILENT | AGILENT | 86113A | Plug-in Order filter - (1)
6375 | 201630 | DWG 0230 | Albuquerque |  | Agilent |  | 86130A | Error Performance Analyzer
2395 | 201592 | DWG 0189 | Albuquerque | ABQ-7 | Agilent |  | 86130A | Error Performance Analyzer
4886 | 100771 | ABQ 1114 | Albuquerque | ABQ-7 | Agilent |  | 86130A | Error Performance Analyzer
5038 | 201505 | DWG 0082 | Albuquerque | ABQ-7 | Agilent |  | 86130A | Error Performance Analyzer
6397 | 100836 | DWG 0006 | Albuquerque | ABQ-7 | Agilent |  | 86130A | Error Performance Analyzer
6408 | 201574 | DWG 0177 | Albuquerque | ABQ-3 | Agilent |  | 86130A | Error Performance Analyzer
6428 | 201188 | ESV 0042 | Albuquerque | ABQ-7 | Agilent |  | 86130A | Error Performance Analyzer
EXP1525 | 201630 | DWG 230 | Albuquerque | ABQ-7 | Agilent |  | 86130A | Error Performance Analyzer
EXP1528 |  | E 452275 | Albuquerque | ABQ-7 | AGILENT |  | 86143B | OPTICAL / SPECTRUM ANALYZER
6239 | E452275 | TW_EE_044 | Albuquerque |  | AGILENT |  | 86143B | Optical Spectrum Analyzer - (1)
4770 | 100719 | ABQ 1516 | Albuquerque | ABQ-1 | Agilent |  | 86310A | Error Performance Analyzer
6240 |  | TW_EE_045 | Albuquerque |  | AGILENT | AGILENT | 8648A | Signal Generator - (1)
6227 |  | TW_EE_260 | Albuquerque |  | AGILENT | AGILENT | 87106C | 87106C Switch SP6T ,dc-20Ghz, terminated - (1)
5051 | 201700 | ABQ 3245 | Albuquerque | ABQ-2 | Agilent |  | 87130A | Attenuator/Switch Driver
6402 | 201605 | DWG 0202 | Albuquerque | ABQ-7 | Agilent |  | 87130A | Attenuator/Switch Driver
5603 | 201530 | DWG 0113 | Albuquerque | ABQ-4 | Agilent |  | E3610A | DC Power Supply
5655 | 201603 | DWG 0200 | Albuquerque |  | Agilent |  | E3630A | DC Power Supply
4580 | 100833 | DWG 0003 | Albuquerque |  | Agilent |  | E3631A | DC Power Supply
4921 | 201145 | ESV 0051 | Albuquerque |  | Agilent |  | E3631A | DC Power Supply
5067 | 201753 | DWG 0383 | Albuquerque |  | Agilent |  | E3631A | DC Power Supply
5272 | 400050 | ABQ 2246 | Albuquerque |  | Agilent |  | E3631A | DC Power Supply
5279 | 400492 | ABQ 2400 | Albuquerque |  | Agilent |  | E3631A | DC Power Supply
5323 | 201124 | ESV 0021 | Albuquerque |  | Agilent |  | E3631A | DC Power Supply
EXP1296 |  |  | Albuquerque | ABQ-3 | Agilent |  | E3631A | DC Power Supply
6122 |  | TW_EE_096 | Albuquerque |  | AGILENT | AGILENT | E3631A | DC power supply - (1)
6133 |  | TW_EE_052 | Albuquerque |  | AGILENT | AGILENT | E3631A | DC power supply - (1)
6151 |  | TW_EE_047 | Albuquerque |  | AGILENT | AGILENT | E3631A | DC power supply - (1)
6152 |  | TW_EE_048 | Albuquerque |  | AGILENT | AGILENT | E3631A | DC power supply - (1)
6158 |  | TW_EE_095 | Albuquerque |  | AGILENT | AGILENT | E3631A | DC power supply - (1)
6159 |  | TW_EE_097 | Albuquerque |  | AGILENT | AGILENT | E3631A | DC power supply - (1)
6197 |  | TW_EE_049 | Albuquerque |  | AGILENT | AGILENT | E3631A | DC power supply - (1)
6198 |  | TW_EE_098 | Albuquerque |  | AGILENT | AGILENT | E3631A | DC power supply - (1)
6213 |  | TW_EE_093 | Albuquerque |  | AGILENT | AGILENT | E3631A | DC power supply - (1)
6214 |  | TW_EE_099 | Albuquerque |  | AGILENT | AGILENT | E3631A | DC power supply - (1)
6217 |  | TW_EE_050 | Albuquerque |  | AGILENT | AGILENT | E3631A | DC power supply - (1)
6218 |  | TW_EE_051 | Albuquerque |  | AGILENT | AGILENT | E3631A | DC power supply - (1)
6219 |  | TW_EE_053 | Albuquerque |  | AGILENT | AGILENT | E3631A | DC power supply - (1)
6221 |  | TW_EE_092 | Albuquerque |  | AGILENT | AGILENT | E3631A | DC power supply - (1)
5284 | 100862 | ABQ 3289 | Albuquerque | ABQ-2 | Agilent |  | E3633A | DC Power Supply
6220 |  | TW_EE_056 | Albuquerque |  | AGILENT | AGILENT | E3633A | DC power supply - (1)
4617 | 400049 | ABQ 2245 | Albuquerque | ABQ-2 | Agilent |  | E363A | DC Power Supply
4989 | 100741 | ABQ 1535 | Albuquerque |  | Agilent |  | e3646a | DC Power Supply
5242 | 100768 | ABQ 1111 | Albuquerque |  | Agilent |  | e3646a | DC Power Supply
5215 | 100636 | ABQ 0649 | Albuquerque |  | Agilent |  | E3648A | DC Power Supply
6160 |  | TW_EE_101 | Albuquerque |  | AGILENT | AGILENT | E3648A | DC power supply - (1)
6222 |  | TW_EE_100 | Albuquerque |  | AGILENT | AGILENT | E3648A | DC power supply - (1)
6209 |  | TW_EE_065 | Albuquerque |  | AGILENT | AGILENT | E4400B | Signal Generator - (1)
EXP1287 |  |  | Albuquerque | ABQ-3 | Agilent |  | E4432B | ESG-D Signal Generator
6245 |  | TW_EE_068 | Albuquerque |  | AGILENT | AGILENT | HP 1660CS | Logic analyzer oscilloscope - (1)
6244 | E419003 | TW_EE_067 | Albuquerque |  | AGILENT |  | HP 70843B | Error Performance Analyser - (1)
6184 |  | TW_EE_104 | Albuquerque |  | AGILENT | AGILENT | HP 8647A | 1GHz signal generator - (1)
6243 |  | TW_EE_066 | Albuquerque |  | AGILENT | AGILENT | HP 8647A | FM pattern generator - (1)
EXP1285 |  |  | Albuquerque | ABQ-3 | Agilent |  | N4906B | Serial Bert
6211 |  | TW_EE_073 | Albuquerque |  | AGILENT | AGILENT | N52300-220 | N5230A cable (10MHz to 20GHz 2 port) - (2)
2687 | 100974 | ABQ 1650 | Albuquerque | ABQ-7 | Agilent |  |  | 1000-1600nm Wavelength Plug In Module
5101 | 949 |  | Albuquerque |  | Agilent |  |  | DC Power Supply
5229 | 200978 | ABQ 0824 | Albuquerque | ABQ-3 | Air Control Inc. |  | 0 | 6 Shelf Desicattor
4954 | 200583 | EOD 0761 | Albuquerque | ABQ-2 | Air Control Inc. |  | 0 | Acid Bench
EXP1308 |  | ABQ 1047 | Albuquerque | ABQ-3 | Alameda |  | M1.6 X 0.35 6g GO RG | Gauge
EXP1306 |  | ABQ 1046 | Albuquerque | ABQ-3 | Alameda |  | M1.6 X 0.35 6g NG RG | Thread Gage
EXP1307 |  | ABQ 1045 | Albuquerque | ABQ-3 | Alameda |  | M1.6 X 0.35 6h TPL | Thread Gage
5106 | 400454 | EOD 0177 | Albuquerque | ABQ-3 | Alessi |  | 0 | Manual Probe Station
5391 | 2565 | ABQ 3328 | Albuquerque | ABQ-2 | Alessi |  | REL-4100A | Manual Probe Station
5168 | 2607 | EOD 0501 | Albuquerque |  | Alessi |  | REL-4100A | Probe Station
4628 | 2634 | ABQ 0814 | Albuquerque | ABQ-2 | Alessi |  | REL-4100A | Probe Station
EXP1310 | 201178 | ESV 082 | Albuquerque | ABQ-3 | Alpha Omega |  | 85-120 | Temp Controller
EXP1530 | 400557 | ABQ 1954 | Albuquerque | ABQ-7 | ALPHA OMEGA |  | 85-120 | THERMOELECTRIC TEMPERATURE CONTROLLER
EXP1531 | 201239 | ESV 139 | Albuquerque | ABQ-7 | ALPHA OMEGA |  | 85-120 | THERMOELECTRIC TEMPERATURE CONTROLLER
EXP1532 | 400558 | ABQ 1962 | Albuquerque | ABQ-7 | ALPHA OMEGA |  | 85-120 | THERMOELECTRIC TEMPERATURE CONTROLLER
EXP1309 | 400559 | ABQ 1952 | Albuquerque | ABQ-3 | Alpha Omega |  | Series 850 | Temp Controller
4804 | 201111 | ESV 0008 | Albuquerque | ABQ-7 | Alpha Omega |  | Series 850 | Thermoelectric Temperature Controller
5528 | 201988 | ABQ 1800 | Albuquerque |  | American Scientific Products |  | DN-62 | Oven
4983 | 200579 | EOD 0723 | Albuquerque | ABQ-1 | Amerimade |  | 0 | Acid Bench
6099 | E439726 | ATPLX0990 | Albuquerque |  | Ando |  | AQ6317B | OSA (Optical Spectrum Analyzer)
6247 |  | TW_EE_121 | Albuquerque |  | ANDO | ANDO | AQ8201-21 | AQ8201-21 (Plug-in) - (1)
EXP1533 |  |  | Albuquerque | ABQ-7 | ANDO |  | AQ8201-21 | OPM MODULE
6248 |  | TW_EE_122 | Albuquerque | ABQ-7 | ANDO | ANDO | AQ8201-412 | Dual model Optical Switch (Plug-in) - (1)
6249 |  | TW_EE_123 | Albuquerque |  | ANDO | ANDO | AQ8201-412 | Dual model Optical Switch (Plug-in) - (1)
6250 |  | TW_EE_124 | Albuquerque | ABQ-7 | ANDO | ANDO | AQ8201-422 | Opitcal Switch (Plug-in) - (1)
6251 |  | TW_EE_125 | Albuquerque | ABQ-7 | ANDO | ANDO | AQ8201-422 | Optical Swithc (Plug-in) - ()
6252 |  | TW_EE_126 | Albuquerque |  | ANDO | ANDO | AQ8201-891 | Optical Coupler (Plug-in) - (1)
6254 |  | TW_EE_128 | Albuquerque |  | ANDO | ANDO | AQ8203 | Mainframe - (1)
6253 |  | TW_EE_127 | Albuquerque | ABQ-7 | ANDO | ANDO | AQ8203 | Mainframe - (1)
EXP1534 |  |  | Albuquerque | ABQ-7 | ANDO |  | AQ8204 | FRAME CONTROLLER
6255 |  | TW_EE_129 | Albuquerque |  | ANDO | ANDO | AQ8204 | Frame controller - (1)
EXP1535 |  | ABQ 1958 | Albuquerque | ABQ-7 | Aniritsu |  | MP1763B | Pulse Pattern Generator
5203 | 100452 | ABQ 0426 | Albuquerque | ABQ-3 | Anritsu |  | 3650 | SMA 3.5mm Calibration Kit
5204 | 100316 | ABQ 0428 | Albuquerque | ABQ-7 | Anritsu |  | 37347C | Vector Network Analyzer
6360 | 201029 | EOD 0287 | Albuquerque | ABQ-3 | Anritsu |  | ML9002A | Optical Handy Power Meter
2771 | 100051 | ABQ 0221 | Albuquerque | ABQ-3 | Anritsu |  | MP1632A | Digital Data Analyzer
5221 | 100414 | ABQ 0720 | Albuquerque |  | Anritsu |  | MP1632C | Digital Data Analyzer with PPD and ED
6378 | 200098 | EOD 0005 | Albuquerque | ABQ-7 | Anritsu |  | mp1652a | Pattern Generator
EXP1608 |  | ABQ 3199 | Albuquerque | ABQ-3 | Anritsu |  | MP1739C | PPG
EXP1536 | 200268 | EOD 616 | Albuquerque | ABQ-7 | Anritsu |  | MP1763B | Pattern Generator
4596 | 400220 | ABQ 2719 | Albuquerque | ABQ-2 | Anritsu |  | MP1763B | Pulse Pattern Generator
4616 | 201378 | ABQ 1847 | Albuquerque | ABQ-3 | Anritsu |  | MP1763B | Pulse Pattern Generator
5335 | 400485 | ABQ 2393 | Albuquerque |  | Anritsu |  | MP1763C | Pulse Pattern Generator
3870 | 400391 | EDP 270 | Albuquerque | ABQ-3? | ANRITSU |  | MP1764A | ERROR DETECTOR
2421 | 100390 | ABQ 0737 | Albuquerque | ABQ-3 | Anritsu |  | MP1764A | Error Detector
6128 | E458962 | TW_EE_138 | Albuquerque |  | ANRITSU |  | MP1764C | Error detector - (1)
6168 | E431004 | TW_EE_145 | Albuquerque |  | ANRITSU |  | MP1764C | Error detector - (1)
6199 |  | TW_EE_137 | Albuquerque |  | ANRITSU | ANRITSU | MP1764C | Error detector - (1)
6207 |  | TW_EE_136 | Albuquerque |  | ANRITSU | ANRITSU | MP1764C | Error detector - (1)
6165 |  | TW_EE_141 | Albuquerque |  | ANRITSU | ANRITSU | MT9810A | Test Solt - (1)
6185 |  | TW_EE_139 | Albuquerque |  | ANRITSU | ANRITSU | MT9810B | Optical Test Set (Power Meter) - (1)
2772 | 100182 | ABQ 0222 | Albuquerque | ABQ-3 | Anritsu |  | MU163220A | 3.2G PPG
2773 | 100183 | ABQ 0223 | Albuquerque | ABQ-3 | Anritsu |  | MU163240A | 3.2G ED
6164 |  | TW_EE_132 | Albuquerque |  | ANRITSU | ANRITSU | MU181000A-001 | Jitter modulation - (1)
6166 |  | TW_EE_142 | Albuquerque |  | ANRITSU | ANRITSU | MU931442A | Optical Sensor - (1)
4744 | 200064 | ABQ 0995 | Albuquerque | ABQ-2 | Argus I |  | A3500601 | Current Analyzer
EXP1458 |  | ABQ 3165 | Albuquerque | ABQ-4 | Arlink |  | 6' | Workstation/Table
4578 | 400969 | ABQ 2563 | Albuquerque |  | Associated Environmental Systems |  | SD-302 | Environmental Chamber
4795 | 400968 | ABQ 2562 | Albuquerque | ABQ-4 | Associated Environmental Systems |  | SD-302 | Oven
EXP1538 | 200885 | ESP 062 | Albuquerque | ABQ-7 | Associated Research Inc. |  | 7650 | Dielectric Analyzer
5330 | 201201 | ESV 0101 | Albuquerque |  | Atkins Temptec |  | EconoTemp 313 | Temperature Thermometer
4915 | 200919 | ABQ 3331 | Albuquerque | ABQ-2 | August Technologies |  | NSX-95 | Automated Defect Inspection
EXP1003 |  | EOD 850 | Albuquerque | ABQ-1 | Barnstead International |  | HPA1915B-13 | HotPlate
EXP1004 |  | ABQ 3377 | Albuquerque | ABQ-1 | Barnstead/Thermolyne |  | HP46825 | HotPlate
4742 | 400574 | ABQ 2505 | Albuquerque | ABQ-3 | Bausch & Lomb |  | Stereo Zoom 4 | Microscope
EXP1005 |  | ABQ 3046 | Albuquerque | ABQ-1 | Beacon |  | 110 | Gas Monitor
EXP1006 |  | ABQ 3034 | Albuquerque | ABQ-1 | Beacon |  | 110 | Gas Monitor
EXP1007 |  | ABQ 3047 | Albuquerque | ABQ-1 | Beacon |  | 110 | Gas Monitor
4925 | 200168 | EOD 0415 | Albuquerque |  | Bio-Rad |  | 0 | EVC Profiler
5184 | 200070 | EOD 0262 | Albuquerque |  | BK Precision |  | 815 | Multimeter
5308 | 200977 | EOD 0307 | Albuquerque | ABQ-7 | BK Precision |  | 1711 | DC Power Supply
5616 | 201462 | ABQ 0020 | Albuquerque | ABQ-7 | BK Precision |  | 1760 | DC Power Supply
4916 | 200961 | EOD 0838 | Albuquerque |  | Blue M |  | 0 | Oven
5116 | 200585 | EOD 0725 | Albuquerque | ABQ-1 | Blue M |  | 0 | Tube Furnace
5659 | 100686 | EFO 1200 | Albuquerque |  | Blue M |  | DC-1406-C-MP550 | Oven
6435 | 100455 | ABQ 0634 | Albuquerque | ABQ-4 | Blue M |  | DC-336-B-MP350 | Oven
6436 | 100454 | ABQ 0736 | Albuquerque | ABQ-4 | Blue M |  | DC-336-B-MP350 | Oven
5542 | 201651 | DWG 0251 | Albuquerque |  | Blue M |  | ESP-400C-7 | Oven
4683 | 401018 | ABQ 2739 | Albuquerque |  | Blue M |  | IGF-6680-G-MP550 | Oven
5613 | 100687 | ABQ 0630 | Albuquerque | ABQ-4 | Blue M |  | OV-490A-3 | Oven
5569 | 200020 | EOD 0395 | Albuquerque |  | Blue M |  | OV-510A-2 | Oven
5119 | 200586 | EOD 0757 | Albuquerque | ABQ-1 | Blue M |  | STF55666C-1 | Tube Furnace
EXP1459 | 200209 | EOD 406 | Albuquerque | ABQ-4 | BlueM |  | DL-1126A | OVEN
EXP1460 | 201142 | ABQ 2266 | Albuquerque | ABQ-4 | BlueM |  | MO1420A-1 | Mechanical Oven
EXP1311 |  | ABQ 313 | Albuquerque | ABQ-3 | Boeckeler |  | VIA-100K | Video Image Measurmement System
5386 | 100517 | ABQ 3361 | Albuquerque | ABQ-2 | Boeckler |  | VIA-100 | Measurement System
6426 | 400990 | EOD 0030 | Albuquerque | ABQ-7 | Boeckler |  | VIA-100 | Video Image Measurement System
4848 | 400570 | ABQ 2478 | Albuquerque |  | Brady |  | IP600 | Label Printer
5170 | 400552 | ABQ 2464 | Albuquerque |  | Brady |  | IP600 | Label Printer
4780 | 100659 | ABQ 0320 | Albuquerque |  | Brady |  | TLS2200 | Thermal Labeling System
EXP1064 | 500001 | ABQ 3323 | Albuquerque | ABQ-2 | Brother |  | PT-9700PC | P-Touch Label Printer
EXP1009 | 200226 | EOD 280 | Albuquerque | ABQ-1 | Brown Safe Mfg. |  | NA | Safe
EXP1010 |  | ABQ 3376 | Albuquerque | ABQ-1 | BUEHLER |  | 111280-160 | Isomet Low Speed Saw
EXP1011 |  | ABQ 3375 | Albuquerque | ABQ-1 | BUEHLER |  | 69-1100 | Minimet 1000 Grinder Polisher
5303 | 100655 | ABQ 467 | Albuquerque | ABQ-1 | Buehler |  | Ecomet 3 | Variable Speed Grinder Polisher
EXP1065 |  | ABQ 3313 | Albuquerque | ABQ-2 | CAB |  | Maestro 3E/450 TIN | Depaneler
EXP1312 | 200988 | EOD 341 | Albuquerque | ABQ-3 | Cascade |  | 101-119 | Probe Arm
6136 | E432103 | TW_EE_146 | Albuquerque |  | CASCADE |  | Microwave probing station | 150nm DC package RF-1 & One-site System - (1)
4679 | 201051 | ABQ 1169 | Albuquerque | ABQ-4 | Cascade TEK |  | TFO-5 | Oven
5469 | 400015 | ABQ 2219 | Albuquerque | ABQ-4 | Cascade TEK |  | TFO-5 | Oven
5533 | 400012 | ABQ 2216 | Albuquerque | ABQ-4 | Cascade TEK |  | TFO-5 | Oven
5534 | 400014 | ABQ 2218 | Albuquerque | ABQ-1 | Cascade TEK |  | TFO-5 | Oven
6351 | 201048 | ABQ 1166 | Albuquerque | ABQ-4 | Cascade TEK |  | TFO-5 | Oven
6437 | 201050 | ABQ 1168 | Albuquerque | ABQ-4 | Cascade TEK |  | TFO-5 | Oven
6438 | 400013 | ABQ 2217 | Albuquerque | ABQ-4 | Cascade TEK |  | TFO-5 | Oven
EXP1313 |  | DWG 022 | Albuquerque | ABQ-3 | Cen-Tech |  | P35017 | Multimeter
4980 | 400535 | ABQ 2456 | Albuquerque | ABQ-1 | CHA Industries |  | Mark 40C RH | Evaporator
4986 | 200600 | EOD 0756 | Albuquerque | ABQ-1 | CHA Industries |  | Mark 50C RH PC/PLC | Metal Evaporation Chamber
5343 | 400556 | ABQ 2468 | Albuquerque | ABQ-3 | Circadiant |  | 0 | LRM Test System
EXP1541 |  |  | Albuquerque | ABQ-7 | CIRCADIANT |  | A3301 | OPTICAL STANDARDS TEST CONTROLLER
EXP1540 | 400752 | EDP 472 | Albuquerque | ABQ-7 | Circadiant |  | A3308 | Optical Standards Tester
EXP1539 |  | EDP 361 | Albuquerque | ABQ-7 | CIRCADIANT |  | A3318 | 850NM / ELECTRICAL OST INTERFACE
6188 | E452278 | TW_EE_149 | Albuquerque |  | Circadiant |  | A3301 | SRS Tester OST Circadiant - (1)
6187 | E452278 | TW_EE_148 | Albuquerque |  | Circadiant |  | A3308 | SRS Tester OST Circadiant - (1)
6186 | E452279 | TW_EE_147 | Albuquerque |  | Circadiant |  | A3318 | 850nM electrical OST Circadiant interface - (1)
6393 | 400555 | ABQ 2467 | Albuquerque | ABQ-7 | Cisco |  | 7606 | Test System
EXP1314 | 2514 | EOD 275 | Albuquerque | ABQ-3 | Coherent |  | BM-7 | Beam Master
EXP1068 |  | ABQ 3210 | Albuquerque | ABQ-2 | Cole Parmer |  | 03404-33 | Hotplate
EXP1069 |  | ABQ 3211 | Albuquerque | ABQ-2 | Cole Parmer |  | 03404-33 | Hotplate
6349 | 400479 | ABQ 2387 | Albuquerque | ABQ-7 | Cole Parmer |  | 89000-00 | Temperature Controller
5120 | 200557 | EOD 0767 | Albuquerque | ABQ-1 | Cole Parmer |  | DigiSense | Temperature Controller
5121 | 200949 | EOD 0808 | Albuquerque | ABQ-1 | Cole Parmer |  | DigiSense | Temperature Controller
5122 | 200950 | EOD 0809 | Albuquerque | ABQ-1 | Cole Parmer |  | DigiSense | Temperature Controller
5123 | 200953 | EOD 0812 | Albuquerque | ABQ-1 | Cole Parmer |  | DigiSense | Temperature Controller
EXP1012 |  | ABQ 3021 | Albuquerque | ABQ-1 | Control Company |  | 11-661-7D | Temp/Humidity Monitor
EXP1070 |  | ABQ 3020 | Albuquerque | ABQ-2 | Control Company |  | 11-661-7D | Temp/Humidity Monitor
EXP1461 |  |  | Albuquerque | ABQ-4 | Corning |  | PC-600D | Labortory Hot Plate
6440 | ?? | ABQ 0784 | Albuquerque | ABQ-4 | CSI Speco |  | PSV-5 | DC Power Supply
EXP1071 | 500100 | ABQ 3078 | Albuquerque | ABQ-2 | Datacon |  | Datacon 2200 EVO | Multi-Chip Die Bonder
EXP1315 | 3452 | ABQ 287 | Albuquerque | ABQ-3 | Dell |  | D1 | Photon Radiometer CPU
6256 |  | TW_EE_150 | Albuquerque | ABQ-3 | DEN-ON | DEN-ON | RD-300 | Rework system - (1)
EXP1542 |  | ABQ 801 | Albuquerque | ABQ-7 | Denver Instruments Co. |  | XP-300 | Weight Scale 300G X .001G
EXP1602 | 100504 | ABQ 063 | Albuquerque | ABQ-3 | Desco |  | 19000 | ESD Audit Kit
EXP1081 |  | ABQ 2283 | Albuquerque | ABQ-2 | Desco |  | 19028 | Continuous ESD Monitor
EXP1074 |  | ABQ 746 | Albuquerque | ABQ-2 | Desco |  | 19208 | Continuous ESD Monitor
EXP1075 |  | ABQ 752 | Albuquerque | ABQ-2 | Desco |  | 19208 | Continuous ESD Monitor
EXP1076 |  | ABQ 762 | Albuquerque | ABQ-2 | Desco |  | 19208 | Continuous ESD Monitor
EXP1078 |  | ABQ 748 | Albuquerque | ABQ-2 | Desco |  | 19208 | Continuous ESD Monitor
EXP1083 |  | ABQ 3326 | Albuquerque | ABQ-2 | Desco |  | 19208 | Continuous ESD Monitor
EXP1084 |  | ABQ 749 | Albuquerque | ABQ-2 | Desco |  | 19208 | Continuous ESD Monitor
EXP1089 |  | ABQ 727 | Albuquerque | ABQ-2 | Desco |  | 19208 | Continuous ESD Monitor
EXP1090 |  | ABQ 3330 | Albuquerque | ABQ-2 | Desco |  | 19208 | Continuous ESD Monitor
EXP1092 |  | ABQ 3332 | Albuquerque | ABQ-2 | Desco |  | 19208 | Continuous ESD Monitor
EXP1094 |  | ABQ 635 | Albuquerque | ABQ-2 | DescO |  | 19208 | Continuous ESD Monitor
EXP1317 |  | ABQ 863 | Albuquerque | ABQ-3 | Desco |  | 19208 | Continuous ESD Monitor
EXP1319 |  | ABQ 933 | Albuquerque | ABQ-3 | Desco |  | 19208 | Continuous ESD Monitor
EXP1321 |  | ABQ 201 | Albuquerque | ABQ-3 | Desco |  | 19208 | Continuous ESD Monitor
EXP1080 |  | ABQ 1498 | Albuquerque | ABQ-2 | Desco |  | 19230 | Continuous ESD Monitor
EXP1082 |  | ABQ 1496 | Albuquerque | ABQ-2 | Desco |  | 19230 | Continuous ESD Monitor
EXP1085 |  | ABQ 1454 | Albuquerque | ABQ-2 | Desco |  | 19230 | Continuous ESD Monitor
EXP1086 |  | ABQ 1500 | Albuquerque | ABQ-2 | Desco |  | 19230 | Continuous ESD Monitor
EXP1093 |  | ABQ 1497 | Albuquerque | ABQ-2 | Desco |  | 19230 | Continuous ESD Monitor
EXP1013 |  | ABQ 2194 | Albuquerque | ABQ-1 | Desco |  | 19232 | Continuous ESD Monitor
EXP1073 |  | ABQ 1704 | Albuquerque | ABQ-2 | Desco |  | 19232 | Continuous ESD Monitor
EXP1077 |  | ABQ 1693 | Albuquerque | ABQ-2 | Desco |  | 19232 | Continuous ESD Monitor
EXP1079 |  | ABQ 3051 | Albuquerque | ABQ-2 | Desco |  | 19232 | Continuous ESD Monitor
EXP1087 |  | ABQ 2554 | Albuquerque | ABQ-2 | Desco |  | 19232 | Continuous ESD Monitor
EXP1088 |  | ABQ 2579 | Albuquerque | ABQ-2 | Desco |  | 19232 | Continuous ESD Monitor
EXP1318 |  | ABQ 2553 | Albuquerque | ABQ-3 | Desco |  | 19232 | Continuous ESD Monitor
EXP1091 |  | ABQ 900 | Albuquerque | ABQ-2 | Desco |  | 19587 | Python Ionizer
EXP1316 |  | ABQ 487 | Albuquerque | ABQ-3 | Desco |  | 19587 | Python Ionizer
EXP1320 |  | ABQ 692 | Albuquerque | ABQ-3 | Desco |  | 60501 | Jr. C/E Ionizer
EXP1462 |  | ABQ 1060 | Albuquerque | ABQ-4 | Desco |  | P1210 | Static Field Meter
5354 | 100802 | ABQ 1145 | Albuquerque |  | Diagnostic Instruments |  | 0 | Microscope
5298 | 201710 | DWG 0326 | Albuquerque |  | DiCon |  | GP700 | General Purpose Fiber Optic Switch
2856 | 100778 | ABQ 1121 | Albuquerque | ABQ-3 | DiCon |  | GP700M | General Purpose Fiber Optic Switch
6361 | 201567 | DWG 0164 | Albuquerque | ABQ-7 | Direct Optical Research Co. |  | ZX-1 mini | Zoom Interferometer
EXP1095 |  | ABQ 3317 | Albuquerque | ABQ-2 | Dymax |  | Blue Wave 75 | Light Curing System
4837 | 200998 | ABQ 0950 | Albuquerque | ABQ-3 | Dymax |  | PC-3 | Light Welder
EXP1322 | 200997 | ABQ 949 | Albuquerque | ABQ-3 | Dymax |  | PC-3 | Light Welder
4637 |  | ABQ 0342 | Albuquerque |  | EFD | Aerofeed | 0 | 1 Shelf Dessicator
4652 |  | ABQ 0448 | Albuquerque | ABQ-3 | EFD | Aerofeed | 0 | 1 Shelf Dessicator
4653 |  | ABQ 0449 | Albuquerque | ABQ-3 | EFD | Aerofeed | 0 | 1 Shelf Dessicator
4656 |  | ABQ 0335 | Albuquerque | ABQ-2 | EFD | Aerofeed | 0 | 1 Shelf Dessicator
5136 |  | ABQ 0473 | Albuquerque | ABQ-2 | EFD | Aerofeed | 0 | 1 Shelf Dessicator
4662 |  | ABQ 0442 | Albuquerque | ABQ-2 | EFD | Aerofeed | 0 | 2 Shelf Dessicator
4772 |  | ABQ 0560 | Albuquerque |  | EFD | N/A | 0 | 4ft Work Bench
4681 |  | ABQ 2409 | Albuquerque | ABQ-2 | EFD | Workplace | 0 | 6Ft Rolling Work Bench
4625 |  | ABQ 2077 | Albuquerque |  | EFD | Lyon | 0 | 6ft Work Bench
4647 |  | ABQ 0925 | Albuquerque |  | EFD | Lyon | 0 | 6ft Work Bench
4648 |  | ABQ 2410 | Albuquerque |  | EFD | IAC | 0 | 6ft Work Bench
4684 |  | EOD 0891 | Albuquerque |  | EFD | Lyon | 0 | 6ft Work Bench
5577 |  | EOD 0883 | Albuquerque |  | EFD | Lyon | 0 | 6ft Work Bench
5579 |  | EOD 0888 | Albuquerque |  | EFD | Lyon | 0 | 6ft Work Bench
4645 |  | ABQ 2040 | Albuquerque | ABQ-2 | EFD | IAC Industries | 0 | 6ft Work Bench
4646 |  | ABQ 0502 | Albuquerque | ABQ-3 | EFD | Kewaunee | 0 | 6ft Work Bench
4670 |  | ABQ 0322 | Albuquerque | ABQ-2 | EFD | Kewaunee | 0 | 6ft Work Bench
4671 |  | ABQ 0323 | Albuquerque | ABQ-2 | EFD | Kewaunee | 0 | 6ft Work Bench
4686 |  | ABQ 2037 | Albuquerque | ABQ-2 | EFD |  | 0 | 6ft Work Bench
4704 |  | ABQ 0667 | Albuquerque | ABQ-2 | EFD | Airlink | 0 | 6ft Work Bench
4706 |  | ABQ 2044 | Albuquerque | ABQ-2 | EFD | Lyon | 0 | 6ft Work Bench
4740 |  | ABQ 0548 | Albuquerque | ABQ-2 | EFD | Kewauanee | 0 | 6ft Work Bench
4776 |  | ABQ 0498 | Albuquerque | ABQ-2 | EFD | Lyon | 0 | 6ft Work Bench
4792 |  | ABQ 2034 | Albuquerque | ABQ-2 | EFD | IAC | 0 | 6ft Work Bench
5161 |  | ABQ 2042 | Albuquerque | ABQ-3 | EFD |  | 0 | 6ft Work Bench
5472 |  | EOD 0889 | Albuquerque | ABQ-4 | EFD | Lyon | 0 | 6ft Work Bench
5497 |  | ABQ 0357 | Albuquerque | ABQ-4 | EFD |  | 0 | 6ft Work Bench
5502 |  | ABQ 0546 | Albuquerque | ABQ-4 | EFD | Lyon | 0 | 6ft Work Bench
5504 |  | ABQ 0611 | Albuquerque | ABQ-4 | EFD | Lyon | 0 | 6ft Work Bench
5581 |  | EOD 0894 | Albuquerque | ABQ-4 | EFD | Lyon | 0 | 6ft Work Bench
5614 |  | ABQ 0668 | Albuquerque | ABQ-4 | EFD | Lyon | 0 | 6ft Work Bench
5617 |  | ABQ 2032 | Albuquerque |  | EFD |  | 0 | Computer Workbench
5130 |  | ABQ 0372 | Albuquerque | ABQ-3 | EFD |  | 0 | Computer Workbench
5606 |  | ABQ 0227 | Albuquerque | ABQ-4 | EFD |  | 0 | Computer Workbench
4845 |  | ABQ 0252 | Albuquerque |  | EFD | Reichert Jung | 0 | Fiber Optic Iight illuminator
5091 |  | DWG 0387 | Albuquerque | ABQ-3 | EFD | Optispec | 0 | Fiber Optic Light Illuminator
4956 |  | EOD 0853 | Albuquerque |  | EFD | thermo scientific | 0 | Hotplate
4948 |  | ABQ 2617 | Albuquerque | ABQ-2 | EFD | thermo scientific | 0 | Hotplate
4788 |  | ABQ 0973 | Albuquerque |  | EFD | KS Systems | 0 | Isolation Table
5389 |  | EOD 0027 | Albuquerque |  | EFD |  | 0 | Isolation Table
5612 |  | ABQ 0307 | Albuquerque |  | EFD | O.C. White | 0 | Magnifying Lens Light
5073 |  | DWG 0490 | Albuquerque |  | EFD | Unknown | 0 | Microscope
5605 |  | ABQ 0505 | Albuquerque | ABQ-4 | EFD | Bausch & Lomb | 0 | Microscope
5623 |  | DWG 0546 | Albuquerque |  | EFD | Newport | 0 | Optical Breadboard
5394 |  | EOD 0049 | Albuquerque | ABQ-2 | EFD | Emcore | 0 | Probe Head
4605 |  | ABQ 0503 | Albuquerque |  | EFD | Lyon | 0 | Work Bench
4649 |  | ABQ 0924 | Albuquerque |  | EFD | Lyon | 0 | Work Bench
4669 |  | EOD 0873 | Albuquerque |  | EFD | Lyon | 0 | Work Bench
4680 |  | ABQ 2033 | Albuquerque |  | EFD |  | 0 | Work Bench
4707 |  | ABQ 0353 | Albuquerque |  | EFD | Lyon | 0 | Work Bench
4712 |  | ABQ 0539 | Albuquerque |  | EFD | Lyon | 0 | Work Bench
4713 |  | ABQ 0540 | Albuquerque |  | EFD | Lyon | 0 | Work Bench
4714 |  | ABQ 0542 | Albuquerque |  | EFD |  | 0 | Work Bench
4720 |  | EOD 0885 | Albuquerque |  | EFD | Lyon | 0 | Work Bench
4721 |  | ABQ 0917 | Albuquerque |  | EFD | Lyon | 0 | Work Bench
4724 |  | ABQ 0893 | Albuquerque |  | EFD | Lyon | 0 | Work Bench
4733 |  | ABQ 1063 | Albuquerque |  | EFD |  | 0 | Work Bench
4741 |  | EOD 0901 | Albuquerque |  | EFD | Lyon | 0 | Work Bench
4743 |  | ABQ 0613 | Albuquerque |  | EFD | Lyon | 0 | Work Bench
4789 |  | ABQ 1065 | Albuquerque |  | EFD | Lyon | 0 | Work Bench
5025 |  | ABQ 2052 | Albuquerque |  | EFD |  | 0 | Work Bench
5086 |  | ABQ 2045 | Albuquerque |  | EFD |  | 0 | Work Bench
5087 |  | ABQ 2049 | Albuquerque |  | EFD |  | 0 | Work Bench
5144 |  | ABQ 0608 | Albuquerque |  | EFD | Kewauanee | 0 | Work Bench
5145 |  | ABQ 0609 | Albuquerque |  | EFD | Kewauanee | 0 | Work Bench
5578 |  | EOD 0887 | Albuquerque |  | EFD | Lyon | 0 | Work Bench
4654 |  | ABQ 0499 | Albuquerque | ABQ-2 | EFD | Lyon | 0 | Work Bench
4660 |  | ABQ 893 | Albuquerque | ABQ-2 | EFD | Lyon | 0 | Work Bench
4711 |  | ABQ 0538 | Albuquerque | ABQ-2 | EFD | Lyon | 0 | Work Bench
4715 |  | ABQ 0614 | Albuquerque | ABQ-3 | EFD | Lyon | 0 | Work Bench
4718 |  | ABQ 2036 | Albuquerque | ABQ-4 | EFD |  | 0 | Work Bench
4782 |  | ABQ 0364 | Albuquerque | ABQ-2 | EFD | Lyon | 0 | Work Bench
4793 |  | ABQ 2039 | Albuquerque | ABQ-3 | EFD | Lyon | 0 | Work Bench
5024 |  | ABQ 2046 | Albuquerque | ABQ-3 | EFD |  | 0 | Work Bench
5026 |  | ABQ 2063 | Albuquerque | ABQ-3 | EFD | Workplace | 0 | Work Bench
5027 |  | ABQ 2066 | Albuquerque | ABQ-3 | EFD |  | 0 | Work Bench
5028 |  | ABQ 2070 | Albuquerque | ABQ-3 | EFD |  | 0 | Work Bench
5088 |  | ABQ 2061 | Albuquerque | ABQ-3 | EFD |  | 0 | Work Bench
5139 |  | ABQ 0547 | Albuquerque | ABQ-3 | EFD | Kewauanee | 0 | Work Bench
5140 |  | ABQ 0549 | Albuquerque | ABQ-3 | EFD | Kewauanee | 0 | Work Bench
5141 |  | ABQ 0602 | Albuquerque | ABQ-3 | EFD | Kewauanee | 0 | Work Bench
5142 |  | ABQ 0606 | Albuquerque | ABQ-3 | EFD | Kewauanee | 0 | Work Bench
5143 |  | ABQ 0607 | Albuquerque | ABQ-3 | EFD | Kewauanee | 0 | Work Bench
5146 |  | ABQ 0610 | Albuquerque | ABQ-3 | EFD | Kewauanee | 0 | Work Bench
5147 |  | ABQ 0666 | Albuquerque | ABQ-3 | EFD | Lyon | 0 | Work Bench
5154 |  | ABQ 0935 | Albuquerque | ABQ-3 | EFD | Lyon | 0 | Work Bench
5618 |  | ABQ 2038 | Albuquerque | ABQ-4 | EFD |  | 0 | Work Bench
4864 |  | EFO 0806 | Albuquerque |  | EFD | Fluke | 45 | Multimeter
4799 |  | DWG 0156 | Albuquerque |  | EFD | Fluke | 52 | K/J Thermometer
5458 |  | DWG 0155 | Albuquerque | ABQ-3 | EFD | Fluke | 83 | Multimeter
5459 |  | EOD 0806 | Albuquerque |  | EFD | Fluke | 187 | Multimeter
5342 |  | ABQ 2203 | Albuquerque | ABQ-3 | EFD | Fluke | 187 | Multimeter
5317 |  | EOD 0703 | Albuquerque | ABQ-7 | EFD | Keithley | 220 | Programmable Current Source
5092 |  | DWG 0391 | Albuquerque | ABQ-3 | EFD | OAI | 306 | UV Power Meter
4963 |  | EOD 0193 | Albuquerque |  | EFD | OAI | 358 | Stepper Exposure Analyzer
4708 |  | ABQ 0436 | Albuquerque | ABQ-3 | EFD |  | 870 | Liquid Epoxy Dispenser
5185 |  | ABQ 0274 | Albuquerque |  | EFD | New Focus | 901 | Current Limited Power Supply
5352 |  | ABQ 0472 | Albuquerque |  | EFD | V-Lux | 1000 | Fiber Optic Light Illuminator
4695 |  | ABQ 0494 | Albuquerque | ABQ-2 | EFD | V-Lux | 1000 | Fiber Optic Light Illuminator
5135 |  | ABQ 0468 | Albuquerque | ABQ-3 | EFD | V-Lux | 1000 | Fiber Optic Light Illuminator
5339 |  | ABQ 0296 | Albuquerque | ABQ-3 | EFD | V-Lux | 1000 | Fiber Optic Light Illuminator
5501 |  | ABQ 0537 | Albuquerque | ABQ-4 | EFD | BK Precision | 1686 | DC Power Supply
4889 |  | ABQ 0022 | Albuquerque | ABQ-7 | EFD | BK Precision | 1760 | DC Power Supply
5470 |  | ABQ 0579 | Albuquerque | ABQ-4 | EFD | BK Precision | 1760 | DC Power Supply
5500 |  | ABQ 0425 | Albuquerque |  | EFD | Keithley | 2000 | Multimeter
5404 |  | ABQ 3129 | Albuquerque | ABQ-2 | EFD | Keithley | 2000 | Multimeter
5128 |  | ABQ 0683 | Albuquerque | ABQ-3 | EFD | Ion Systems | 5802 | Ionizing Air Blower
4842 |  | ABQ 0604 | Albuquerque | ABQ-3 | EFD | Ion Systems | 5802 | Ionizing blower
4750 |  | ABQ 0199 | Albuquerque |  | EFD | Ion Systems | 6115 | Ionizing Blow Off Gun
4773 |  | ABQ 0623 | Albuquerque | ABQ-3 | EFD | Ion Systems | 6115 | Ionizing Blow Off Gun
4607 |  | ABQ 0907 | Albuquerque | ABQ-2 | EFD | Ion Systems | 6442 | Benchtop Blower
4676 |  | ABQ 0895 | Albuquerque | ABQ-2 | EFD | Ion Systems | 6442 | Benchtop Blower
4763 |  | ABQ 0220 | Albuquerque | ABQ-1 | EFD | Ion Systems | 6442 | Benchtop Blower
4783 |  | ABQ 0430 | Albuquerque | ABQ-3 | EFD | Ion Systems | 6442 | Benchtop Blower
5210 |  | ABQ 0489 | Albuquerque | ABQ-3 | EFD | Ion Systems | 6442 | Ionizing Blower
5233 |  | ABQ 0896 | Albuquerque | ABQ-3 | EFD | Ion Systems | 6442 | Ionizing Blower
5375 | 400525 | ABQ 2446 | Albuquerque | ABQ-2 | EFD | Emcore | 12000 | Wafer Prober
5015 |  | ABQ 0340 | Albuquerque | ABQ-3 | EFD | V-Lux | 14363 | Fiber Optic Light Illuminator
4775 |  | ABQ 0603 | Albuquerque |  | EFD | Desco | 19208 | ESD Ground Monitor
4614 |  | ABQ 0894 | Albuquerque | ABQ-3 | EFD | Desco | 19587 | Ion Python Controller
4665 |  | ABQ 0584 | Albuquerque | ABQ-3 | EFD | Desco | 19587 | Ion Python Controller
5197 |  | ABQ 0328 | Albuquerque | ABQ-3 | EFD | JH Technologies, Inc. | 20500 | Fiber Optic Light Illuminator
5368 |  | ABQ 1032 | Albuquerque | ABQ-2 | EFD | Fostec | 20500 | Fiber Optic Light Illuminator
5471 |  | ABQ 1422 | Albuquerque | ABQ-4 | EFD | Desco | 60500 | Chargebuster High Output Blower
4620 |  | ABQ 0859 | Albuquerque | ABQ-2 | EFD | Desco | 60501 | Chargebuster High Output Blower
5151 |  | ABQ 0860 | Albuquerque | ABQ-3 | EFD | Desco | 60501 | Chargebuster High Output Blower
5152 |  | ABQ 0861 | Albuquerque | ABQ-3 | EFD | Desco | 60501 | Chargebuster High Output Blower
5505 |  | ABQ 0690 | Albuquerque | ABQ-4 | EFD | Desco | 60501 | Chargebuster High Output Blower
4612 |  | EOD 0925 | Albuquerque |  | EFD | Simco | 4003367 | Ionizing Air Blower
4598 |  | ABQ 1372 | Albuquerque | ABQ-3 | EFD | Simco | 4003367 | Ionizing Air Blower
4622 |  | ABQ 1373 | Albuquerque | ABQ-2 | EFD | Simco | 4003367 | Ionizing Air Blower
4623 |  | ABQ 1489 | Albuquerque | ABQ-2 | EFD | Simco | 4003367 | Ionizing Air Blower
4651 |  | ABQ 1377 | Albuquerque | ABQ-4 | EFD | Simco | 4003367 | Ionizing Air Blower
4659 |  | ABQ 1438 | Albuquerque | ABQ-2 | EFD | Simco | 4003367 | Ionizing Air Blower
4668 |  | ABQ 1437 | Albuquerque | ABQ-2 | EFD | Simco | 4003367 | Ionizing Air Blower
4716 |  | ABQ 1425 | Albuquerque | ABQ-2 | EFD | Simco | 4003367 | Ionizing Air Blower
4717 |  | ABQ 1490 | Albuquerque | ABQ-2 | EFD | Simco | 4003367 | Ionizing Air Blower
4735 |  | ABQ 1426 | Albuquerque | ABQ-2 | EFD | Simco | 4003367 | Ionizing Air Blower
4790 |  | ABQ 1424 | Albuquerque | ABQ-2 | EFD | Simco | 4003367 | Ionizing Air Blower
4823 |  | ABQ 1971 | Albuquerque | ABQ-2 | EFD | Simco | 4003367 | Ionizing Air Blower
4994 |  | ABQ 0352 | Albuquerque | ABQ-3 | EFD | Simco | 4003367 | Ionizing Air Blower
5012 |  | EOD 0924 | Albuquerque | ABQ-3 | EFD | Simco | 4003367 | Ionizing Air Blower
5127 |  | ABQ 1999 | Albuquerque | ABQ-7 | EFD | Simco | 4003367 | Ionizing Air Blower
5134 |  | ABQ 0394 | Albuquerque | ABQ-3 | EFD | Simco | 4003367 | Ionizing Air Blower
5157 |  | ABQ 1362 | Albuquerque | ABQ-3 | EFD | Simco | 4003367 | Ionizing Air Blower
5266 |  | ABQ 1970 | Albuquerque | ABQ-3 | EFD | Simco | 4003367 | Ionizing Air Blower
5149 |  | ABQ 0713 | Albuquerque |  | EFD | Vermont Gage | 101200200 | Pin Gauge Set
5148 |  | ABQ 0712 | Albuquerque | ABQ-3 | EFD | Vermont Gage | 101200400 | Pin Gauge Set
5138 |  | ABQ 0520 | Albuquerque | ABQ-3 | EFD | Vermont Gage | 102400100 | Pin Gauge Set
4844 |  | DWG 0340 | Albuquerque |  | EFD | FSM |  | Find-R-Scope
4995 |  | DWG 0369 | Albuquerque |  | EFD | Cole Parmer | 03404-33 | Hot Plate
4798 |  | DWG 0128 | Albuquerque |  | EFD | Cole Parmer | 08895-14 | Ultrasonic Bath
4926 |  | EOD 0484 | Albuquerque |  | EFD | Fisher | 11-500-49S | Stirrer
EXP1097 |  | ABQ 3316 | Albuquerque | ABQ-2 | EFD | EFD | 1500XL | Dispensing Unit
4577 |  | ABQ 2513 | Albuquerque |  | EFD |  | 1500XL | Liquid Epoxy Dispenser
4638 | 100397 | ABQ 0343 | Albuquerque | ABQ-2 | EFD |  | 1500XL | Liquid Epoxy Dispenser
4664 | 100538 | ABQ 0444 | Albuquerque | ABQ-2 | EFD |  | 1500XL | Liquid Epoxy Dispenser
4833 |  | ABQ 2514 | Albuquerque | ABQ-3 | EFD |  | 1500XL | Liquid Epoxy Dispenser
4839 |  | ABQ 0807 | Albuquerque | ABQ-3 | EFD |  | 1500XL | Liquid Epoxy Dispenser
5061 |  | DWG 0370 | Albuquerque | ABQ-3 | EFD |  | 1500XL | Liquid Epoxy Dispenser
5074 |  | DWG 0503 | Albuquerque | ABQ-3 | EFD |  | 1500XL | Liquid Epoxy Dispenser
5398 |  | EOD 0059 | Albuquerque | ABQ-2 | EFD | Electroglas | 2001x | Wafer Prober
5403 |  | ABQ 3360 | Albuquerque | ABQ-2 | EFD | Electroglas | 2001x | Wafer Prober
5076 |  | DWG 0513 | Albuquerque | ABQ-7 | EFD | Newport | 2832-c | Dual Channel Power Meter
5150 |  | ABQ 0717 | Albuquerque |  | EFD | Mitutoyo | 293-721-30 | Digital Micrometer
4730 |  | ABQ 0742 | Albuquerque |  | EFD | Protek | 30006B | DC Power Supply
4895 |  | ABQ 0026 | Albuquerque |  | EFD | Protek | 3005B | DC Power Supply
5132 |  | ABQ 0376 | Albuquerque | ABQ-7 | EFD | Protek | 3005B | DC Power Supply
5474 |  | ABQ 0295 | Albuquerque | ABQ-4 | EFD | Protek | 3005B | DC Power Supply
5493 |  | ABQ 0025 | Albuquerque | ABQ-3 | EFD | Protek | 3005B | DC Power Supply
5494 |  | ABQ 0027 | Albuquerque | ABQ-3 | EFD | Protek | 3005B | DC Power Supply
5498 |  | ABQ 0383 | Albuquerque | ABQ-4 | EFD | Protek | 3005B | DC Power Supply
5530 |  | ABQ 1913 | Albuquerque | ABQ-3 | EFD | Protek | 3005B | DC Power Supply
5615 |  | ABQ 0961 | Albuquerque | ABQ-4 | EFD | Protek | 3005B | DC Power Supply
4913 |  | EOD 0083 | Albuquerque |  | EFD | Dwyer | 3005c | Photohelic Gage
5350 |  | ABQ 0275 | Albuquerque | ABQ-7 | EFD | Protek | 3015B | DC Power Supply
5380 |  | ABQ 2453 | Albuquerque | ABQ-2 | EFD | Terra universal | 3359-00 | 6 Shelf Desicattor
4800 |  | ABQ 3312 | Albuquerque | ABQ-2 | EFD | Terra Universal | 3772-00 | 2 Shelf Dessicator
4586 |  | DWG 0501 | Albuquerque |  | EFD | Terra universal | 4101-25 | Garment Storage Cabinet
5129 |  | ABQ 0120 | Albuquerque | ABQ-3 | EFD | Mitutoyo | 543-252 | Digimatic Indicator
5285 |  | DWG 0054 | Albuquerque |  | EFD | Mitutoyo | 543-552-2 | Digital Indicator
4818 |  | ABQ 0433 | Albuquerque |  | EFD | Fluke | 54II | Thermometer
4934 | 100398 | ABQ 0187 | Albuquerque | ABQ-2 | EFD | TMC | 63-541 | Isolation Table
5261 |  | ABQ 1956 | Albuquerque | ABQ-7 | EFD | HP | 6624A | DC Power Supply
5262 |  | ABQ 1963 | Albuquerque | ABQ-7 | EFD | HP | 6624A | DC Power Supply
5402 |  | EOD 0064 | Albuquerque | ABQ-2 | EFD | Mitsubishi | 7000-20 | UPS
5172 |  | ABQ 0687 | Albuquerque | ABQ-3 | EFD | Fluke | 77III | Multimeter
5492 |  | ABQ 0960 | Albuquerque | ABQ-4 | EFD | Fluke | 79III | Multimeter
5072 |  | DWG 0444 | Albuquerque | ABQ-3 | EFD | Newport | 818-I-1 | Universal Fiber Optic Detector
5023 |  | ABQ 1974 | Albuquerque | ABQ-7 | EFD | Agilent | 83433A | 10Gb/s Lightwave Transmitter
5247 |  | ABQ 1456 | Albuquerque | ABQ-7 | EFD | Agilent | 83485A | 1000-1600nm 4th Order Filters Plug In Module
5264 |  | ABQ 1965 | Albuquerque | ABQ-7 | EFD | HP | 83487A | 750-860nm Filters Plug In Module
5259 |  | ABQ 1949 | Albuquerque | ABQ-3 | EFD | Agilent | 86100A | Oscilloscope
5260 |  | ABQ 1953 | Albuquerque | ABQ-3 | EFD | Agilent | 86102A | Optical \ Electrical 750 -860nm 2500/3125 Filters
4901 |  | ABQ 1955 | Albuquerque | ABQ-7 | EFD | HP | 8656b | Signal Generator
5265 |  | ABQ 1967 | Albuquerque | ABQ-7 | EFD | HP | 8656B | Signal Generator
4736 |  | ABQ 2090 | Albuquerque | ABQ-2 | EFD | Cole Parmer | 89000-00 | Temperature Controller
4643 |  | ABQ 0358 | Albuquerque | ABQ-2 | EFD | Fostec | ACE | Fiber Optic Light Illuminator
4701 |  | ABQ 0039 | Albuquerque | ABQ-2 | EFD | Fostec | ACE | Fiber Optic Light Illuminator
5133 |  | ABQ 0378 | Albuquerque | ABQ-3 | EFD | Fostec | ACE (20500) | Fiber Optic Light Illuminator
5208 |  | ABQ 0485 | Albuquerque | ABQ-1 | EFD | JH Technologies, Inc. | Ace I | Fiber Optic Light Illuminator
4847 |  | ABQ 3192 | Albuquerque | ABQ-4 | EFD | Simco | Aerostat PC | Ionizing Air Blower
5428 |  | EOD 0632 | Albuquerque |  | EFD | Emcore | AIO | Probe Head
5364 |  | ABQ 3109 | Albuquerque | ABQ-2 | EFD | Emcore | AIO | Probe Head
5427 |  | ABQ 3099 | Albuquerque | ABQ-2 | EFD | Emcore | AIO | Probe Head
5431 |  | ABQ 3107 | Albuquerque | ABQ-2 | EFD | Emcore | AIO | Probe Head
4584 |  | DWG 0302 | Albuquerque |  | EFD | Pace | Arm Evac 250 / 8889-0255 | Fume Extractor
6409 |  | EFO 1173 | Albuquerque |  | EFD | AcuRite | Calibration Slide | Microscoe Calibration Slide
4692 |  | ABQ 0990 | Albuquerque |  | EFD | Neslab | CFT-75 | Coolflow Refrigerated Recirculator
4937 |  | ABQ 1819 | Albuquerque | ABQ-2 | EFD | Thermolyne | Cimarec | Hotplate
4938 |  | ABQ 1851 | Albuquerque | ABQ-2 | EFD | Thermolyne | Cimarec | Hotplate
4947 |  | ABQ 2616 | Albuquerque | ABQ-2 | EFD | Dataplate | Cimarec | Hotplate
5370 |  | ABQ 1852 | Albuquerque | ABQ-2 | EFD | Thermolyne | Cimerac | Hotplate
5539 |  | ABQ 2820 | Albuquerque | ABQ-4 | EFD | 3M | CTC021 | ESD Events Sensor
5351 |  | ABQ 0469 | Albuquerque | ABQ-3 | EFD | Fotec | DCR II | Fiber Optic Light Illuminator
5111 |  | EOD 0693 | Albuquerque | ABQ-1 | EFD | Cole Parmer | DigiSense | Temperature Controller
5112 |  | EOD 0694 | Albuquerque | ABQ-1 | EFD | Cole Parmer | DigiSense | Temperature Controller
4700 |  | DWG 0535 | Albuquerque |  | EFD | Mountz | E201 | Electric Screw Driver
5075 |  | DWG 0511 | Albuquerque |  | EFD | HP | E3631A | DC Power Supply
5499 |  | ABQ 0403 | Albuquerque |  | EFD | Agilent | E3632A | DC Power Supply
5209 |  | ABQ 0486 | Albuquerque |  | EFD | Electro-Lite Corp. | ELC-403 | Light Curing System
5407 |  | ABQ 3329 | Albuquerque | ABQ-2 | EFD | Nikon | Elclipse L150 | Microscope
5063 |  | DWG 0375 | Albuquerque |  | EFD | MeiJi | EMZ-8TR | Microscope
5047 |  | DWG 0221 | Albuquerque | ABQ-3 | EFD | MeiJi | EMZ-8TR | Microscope
5060 |  | DWG 0367 | Albuquerque | ABQ-1 | EFD | MeiJi | EMZ-8TR | Microscope
5611 |  | ABQ 0087 | Albuquerque | ABQ-1 | EFD | Static Control Services | Endostat 2010 | Heater Blower
4677 |  | ABQ 0088 | Albuquerque | ABQ-3 | EFD | Static Control Services | Endstat 2000 | DC Ionizer
5282 |  | ABQ 2819 | Albuquerque |  | EFD | Espec | ESX-2CA | Environmental Chamber
5217 |  | ABQ 0673 | Albuquerque |  | EFD | fotec | FM300 | Fiber Optic Power Meter
4703 |  | ABQ 0363 | Albuquerque |  | EFD | GTI Microsystems | FOI-150 | Fiber Optic Light Illuminator
4999 |  | ABQ 2142 | Albuquerque | ABQ-1 | EFD | EXFO | FPM-2142 | Power Meter
4748 |  | ABQ 3095 | Albuquerque | ABQ-2 | EFD | Emcore | Gen III | TOSA Assembly Machine
4883 |  | EOD 0286 | Albuquerque |  | EFD | Varian | GGK3264301 | Helium Calibrated Leak
5585 |  | ABQ 1982 | Albuquerque |  | EFD | EZ Digital Company | GP-4303TP | DC Power Supply
5496 |  | ABQ 0308 | Albuquerque | ABQ-7 | EFD | GW | GPR-3060D | DC Power Supply
4709 |  | ABQ 0464 | Albuquerque | ABQ-3 | EFD | Goldstar | GR-0515F | Refrigerator
5159 |  | ABQ 1557 | Albuquerque | ABQ-3 | EFD | Starrett | Grade B | 12"x18" Surface Plate
5267 |  | ABQ 1975 | Albuquerque | ABQ-1 | EFD | JDS Uniphase | HA097+20KFP1 | Optical Attenuator
4881 |  | ABQ 2017 | Albuquerque | ABQ-2 | EFD | Omega | HH12A | Thermometer
4719 |  | DWG 0543 | Albuquerque | ABQ-3 | EFD | Thermolyne | HP133735 | Hot Plate
5104 |  | ABQ 2193 | Albuquerque | ABQ-1 | EFD | Thermolyne | HPA1915B | Hotplate
5124 |  | EOD 0851 | Albuquerque | ABQ-1 | EFD | Thermolyne | HPA1915B-13 | Hotplate
5193 |  | ABQ 0291 | Albuquerque | ABQ-7 | EFD | Mastech | HY3003 | DC Power Supply
4912 |  | ABQ 2593 | Albuquerque |  | EFD | Uline | LAC-1260 | Counting Scale
5174 |  | EOD 0836 | Albuquerque | ABQ-7 | EFD | ILX Lightwave | LDX-3412 | Precision Current Source
4971 |  | EOD 0699 | Albuquerque |  | EFD | omega | LHS-722A | Hotplate
4970 |  | EOD 0696 | Albuquerque | ABQ-1 | EFD | omega | LHS-722A | Hotplate
4836 |  | DWG 0372 | Albuquerque |  | EFD | Optispec | MP35030 | Fiber Optic Light Illuminator
4797 |  | ABQ 3304 | Albuquerque | ABQ-2 | EFD | Optispec | MP35030 | Fiber Optic Light Illuminator
4961 | 400982 | EOD 0186 | Albuquerque | ABQ-1 | EFD | Nikon | NWL-641 | Wafer Handler
5344 |  | EOD 0220 | Albuquerque | ABQ-3 | EFD | Dymax | PC-3 | Light Welder
4890 |  | EOD 0038 | Albuquerque | ABQ-7 | EFD | CSI Speco | PSV-5 | DC Power Supply
5503 |  | ABQ 0554 | Albuquerque | ABQ-4 | EFD | CSI Speco | PSV-5 | DC Power Supply
5587 |  | ABQ 0631 | Albuquerque |  | EFD | Omega | RD255K-250C | Temperature Printer
5059 |  | DWG 0353 | Albuquerque | ABQ-7 | EFD | National Instruments | SCB-100 | Electrical Interface
5057 |  | DWG 0348 | Albuquerque | ABQ-7 | EFD | National Instruments | SCB-68 | Electrical Interface
5058 |  | DWG 0349 | Albuquerque | ABQ-7 | EFD | National Instruments | SCB-68 | Electrical Interface
4784 |  | ABQ 0506 | Albuquerque |  | EFD | Bausch & Lomb | Stereo Zoom 4 | Microscope
4710 |  | ABQ 0476 | Albuquerque | ABQ-3 | EFD | Bausch & Lomb | Stereo Zoom 4 | Microscope
5306 |  | EOD 0194 | Albuquerque |  | EFD | IMCS | System 700 | ESD Tester
5198 |  | ABQ 0330 | Albuquerque |  | EFD | Brady | TLS 2200 | Thermal Labeling System
4893 |  | ABQ 1708 | Albuquerque |  | EFD | Ohaus | TS120S | Scale
4661 | 400985 | ABQ 2583 | Albuquerque |  | EFD |  | Ultra 870 | Liquid Epoxy Dispenser
4731 | 400549 | ABQ 2462 | Albuquerque | ABQ-2 | EFD |  | Ultra 870 | Liquid Epoxy Dispenser
4746 | 400575 | ABQ 2506 | Albuquerque | ABQ-2 | EFD |  | Ultra 870 | Liquid Epoxy Dispenser
EXP1323 |  | ABQ 638 | Albuquerque | ABQ-3 | EFD | EFD | Ultra 870 Series | Dispenser
5176 |  | ABQ 3336 | Albuquerque | ABQ-2 | EFD | UVP Inc. | UVX | Radiometer
5041 |  | DWG 0109 | Albuquerque |  | EFD | Noyes Fiber Systems | VFS2 | Video Fiber Scope Display
4988 |  | EOD 0805 | Albuquerque | ABQ-1 | EFD | Acculabs | VI-2400 | Scale
4935 |  | ABQ 0263 | Albuquerque | ABQ-2 | EFD | Boeckler | VIA-100 | Measurement System
5195 |  | ABQ 0310 | Albuquerque | ABQ-7 | EFD | Boeckler | VIA-100 | Video Image Measurement System
5341 |  | ABQ 0936 | Albuquerque | ABQ-3 | EFD | 3M | VL1 | Curing Light
4884 |  | ABQ 0552 | Albuquerque |  | EFD | Vector-VID | WR-418 | Resistor Box
5463 |  | EOD 0039 | Albuquerque | ABQ-4 | EFD | Xantrex | XFR-12-100 | DC Power Supply
4585 |  | DWG 0454 | Albuquerque |  | EFD | Xantrex | XHR 7.5-130 | DC Power Supply
5538 |  | ABQ 2774 | Albuquerque | ABQ-3 | EFD | Xantrex | XHR 7.5-130 | DC Power Supply
5622 |  | DWG 0455 | Albuquerque | ABQ-4 | EFD | Xantrex | XHR 7.5-130 | DC Power Supply
5590 |  | EOD 0823 | Albuquerque | ABQ-4 | EFD | Xantrex | XHR-300-2 | DC Power Supply
5591 |  | EOD 0824 | Albuquerque | ABQ-3 | EFD | Xantrex | XHR-300-2 | DC Power Supply
5592 |  | EOD 0825 | Albuquerque | ABQ-4 | EFD | Xantrex | XHR-300-2 | DC Power Supply
5593 |  | EOD 0826 | Albuquerque | ABQ-4 | EFD | Xantrex | XHR-300-2 | DC Power Supply
5594 |  | EOD 0827 | Albuquerque | ABQ-4 | EFD | Xantrex | XHR-300-2 | DC Power Supply
5595 |  | EOD 0828 | Albuquerque | ABQ-4 | EFD | Xantrex | XHR-300-2 | DC Power Supply
5596 |  | EOD 0829 | Albuquerque | ABQ-4 | EFD | Xantrex | XHR-300-2 | DC Power Supply
5597 |  | EOD 0830 | Albuquerque | ABQ-4 | EFD | Xantrex | XHR-300-2 | DC Power Supply
5598 |  | EOD 0831 | Albuquerque | ABQ-4 | EFD | Xantrex | XHR-300-2 | DC Power Supply
5599 |  | EOD 0832 | Albuquerque | ABQ-4 | EFD | Xantrex | XHR-300-2 | DC Power Supply
5600 |  | EOD 0833 | Albuquerque | ABQ-4 | EFD | Xantrex | XHR-300-2 | DC Power Supply
5601 |  | EOD 0834 | Albuquerque | ABQ-4 | EFD | Xantrex | XHR-300-2 | DC Power Supply
5602 |  | EOD 0837 | Albuquerque | ABQ-4 | EFD | Xantrex | XHR-300-2 | DC Power Supply
5513 |  | ABQ 1197 | Albuquerque | ABQ-4 | EFD | Xantrex | XPH 75-2D | DC Power Supply
5515 |  | ABQ 1486 | Albuquerque | ABQ-4 | EFD | Xantrex | XPH 75-2D | DC Power Supply
5516 |  | ABQ 1487 | Albuquerque | ABQ-4 | EFD | Xantrex | XPH 75-2D | DC Power Supply
5482 |  | EOD 0744 | Albuquerque | ABQ-3 | EFD | Xantrex | XT 7-6 | DC Power Supply
5509 |  | ABQ 0804 | Albuquerque | ABQ-4 | EFD | Xantrex | XT 7-6 | DC Power Supply
5483 |  | EOD 0747 | Albuquerque |  | EFD | Xantrex | XTS 7-6X | DC Power Supply
5480 |  | EOD 0740 | Albuquerque | ABQ-4 | EFD | Xantrex | XTS 7-6X | DC Power Supply
5481 |  | EOD 0741 | Albuquerque | ABQ-4 | EFD | Xantrex | XTS 7-6X | DC Power Supply
5508 |  | ABQ 0803 | Albuquerque | ABQ-4 | EFD | Xantrex | XTS 7-6X | DC Power Supply
5405 |  | EOD 0115 | Albuquerque |  | EFD | Photon Inc. | XYS/10Hz | Beam Scan
5425 |  | EOD 0543 | Albuquerque |  | EFD | Photon Inc. | XYS/10Hz | Beam Scan
5105 |  | EOD 0159 | Albuquerque | ABQ-1 | EFD | YES | YES-PB6-8 | Oven
4657 |  | DWG 0481 | Albuquerque | ABQ-3 | EFD | Zebra | Z4M | Label Printer
4667 |  | ABQ 1429 | Albuquerque | ABQ-3 | EFD | Leica | Zoom 2000 | Microscope
5158 |  | ABQ 1511 | Albuquerque | ABQ-3 | EFD | Leica | Zoom 2000 | Microscope
4593 | 100478 | ABQ 1037 | Albuquerque |  | EFOS |  | 0 | Novacure
EXP1324 |  | ABQ 3402 | Albuquerque | ABQ-3 | EFOS |  | R5000 | Radiometer 250-600nm
4909 | 400984 | ABQ 2582 | Albuquerque |  | EIT |  | 0 | Spot Cure Intensity Meter
4832 | 100010 | ABQ 0124 | Albuquerque | ABQ-2 | EIT |  | SP1-365-EIT | Spotcure Intensity Meter
5385 | 100458 | ABQ 3338 | Albuquerque | ABQ-2 | Electroglas |  | 2001x | Wafer Prober
5401 |  | EOD 0063 | Albuquerque | ABQ-2 | Electroglas | Electroglas | 2001x | Wafer Prober
5409 | 2548 | ABQ 3344 | Albuquerque | ABQ-2 | Electroglas |  | 2001x | Wafer Prober
5416 | 200025 | EOD 0331 | Albuquerque | ABQ-2 | Electroglas |  | 2001x | Wafer Prober
4595 | 400551 | ABQ 2440 | Albuquerque |  | Electro-Lite |  | ELC-410 | Light Curing System
5477 | 201001 | EOD 0368 | Albuquerque |  | Electrophysics |  | 7215 | Electroviewer
EXP1325 | 2649 | ABQ 996 | Albuquerque | ABQ-3 | Electrophysics Corp |  | 7290A | Micro Viewer
6346 | 200916 | ABQ 2196 | Albuquerque | ABQ-3 | Emcore |  | 0 | Lens Aligner #3
5414 | 2561 | EOD 0322 | Albuquerque | ABQ-2 | Emcore |  | 0 | Probe Card Maintenance Station
5429 |  | ABQ 3111 | Albuquerque | ABQ-2 | Emcore | Emcore | AIO | Probe Head
EXP1326 |  | EOD 630 | Albuquerque | ABQ-3 | Emcore |  | AIO | Probe Head AIO-02
EXP1100 |  | ABQ 3114 | Albuquerque | ABQ-2 | Emcore |  | AIO-03 | Probe Head
EXP1327 |  | EOD 683 | Albuquerque | ABQ-3 | Emcore |  | AIO-10 | Probe Head
4928 | 200236 | EOD 0499 | Albuquerque | ABQ-1 | Emcore |  | D-180 | Reactor ER02 5075
EXP1328 | 400524 | ABQ 2445 | Albuquerque | ABQ-3 | Emcore |  | Die Sorter #7 | Die Sorter
5447 |  | EOD 0942 | Albuquerque | ABQ-2 | Emcore | Emcore | OIA | Probe Head
EXP1099 |  | EOD 048 | Albuquerque | ABQ-2 | Emcore |  | OIA-01 Probe Head | Probe Head
EXP1098 |  | ABQ 1796 | Albuquerque | ABQ-2 | Emcore |  | OIA-04 | One-In-All Probe Head
4685 | 400966 | ABQ 2555 | Albuquerque |  | Emcore |  | TL-0355 | 4 Short Torque Limited Riveter
4931 | 200234 |  | Albuquerque | ABQ-1 | Emcore |  |  | Reactor
EXP1329 |  | ABQ 3393 | Albuquerque | ABQ-3 | EP Tronics |  | EP-1800 | Ionizing Blower
EXP1014 | 200254 | EOD 541 | Albuquerque | ABQ-1 | Epimetric |  | F20
6226 |  | TW_EE_259 | Albuquerque |  | EPTRONICS | EPTRONICS | EP-1800 | 87106C Switch SP6T ,dc-20Ghz, terminated - (1)
6144 |  | TW_EE_259 | Albuquerque |  | EPTRONICS | EPTRONICS | EP-1800 | Benchtop Ionizer - (1)
EXP1102 |  | ABQ 3023 | Albuquerque | ABQ-2 | EPTronics |  | EP-1800 | Ionizing Blower
4981 | 400539 | EOD 0181 | Albuquerque | ABQ-1 | Equinox |  | SemiTool | Lift Off
4951 | 200055 | EOD 0362 | Albuquerque | ABQ-2 | ESEC |  | 0 | Wafer Mounter
5656 | 201646 | DWG 0246 | Albuquerque | ABQ-3 | Espec |  | TSA-101L | Thermal Shock Chamber
EXP1330 |  | ABQ 1173 | Albuquerque | ABQ-3 | Excelta |  | ST-1 | Smart Tweezers
6130 |  | TW_EE_152 | Albuquerque |  | EXFO | EXFO | EVA-3100D | EXFO EVA-3100D-EUI-89 MM Attenuator - (1)
4369 | E451880 | TW_EE_153 | Albuquerque |  | EXFO |  | FVA-3100 | EXFO Optical Attenuator - (1)
6129 |  | TW_EE_151 | Albuquerque |  | EXFO | EXFO | FVA-3100 | Variable attenuator - (1)
EXP1103 |  | ABQ 3253 | Albuquerque | ABQ-2 | Exfo |  | IQS-610P HS | Controller Mainframe Unit
EXP1104 |  | ABQ 3259 | Albuquerque | ABQ-2 | Exfo |  | IQS-9100 | 1x4 50um Optical Switch
EXP1105 |  | ABQ 3255 | Albuquerque | ABQ-2 | Exfo |  | IQS-9100 | 1x4 50um Optical Switch
EXP1106 |  | ABQ 3256 | Albuquerque | ABQ-2 | Exfo |  | IQS-9100 | 1x4 50um Optical Switch
EXP1107 |  | ABQ 3257 | Albuquerque | ABQ-2 | Exfo |  | IQS-9100 | 1x4 50um Optical Switch
EXP1108 |  | ABQ 3258 | Albuquerque | ABQ-2 | Exfo |  | IQS-9100 | 1x4 50um Optical Switch
EXP1109 |  | ABQ 3254 | Albuquerque | ABQ-2 | Exfo |  | IQS-9100 | 1x4 50um Optical Switch
6362 | 100273 | ABQ 0288 | Albuquerque | ABQ-7 | EXFO |  | LTS-3900 | Loss Test Set
EXP1331 | 201011 | EOD 866 | Albuquerque | ABQ-3 | Extech |  | 144751 | Digital Thermometer
EXP1333 |  | EOD 625 | Albuquerque | ABQ-3 | Extech |  | EX1 | AC/DC Temp Clampmeter
EXP1332 |  | DWG 392 | Albuquerque | ABQ-3 | Extech |  | MultiTech 320 | Multimeter
EXP1544 |  | ABQ 139 | Albuquerque | ABQ-7 | EXTECH INSTRUMENTS |  | 475040 | FORCE GAGE
EXP1110 |  | ABQ 1276 | Albuquerque | ABQ-2 | Extech Instruments |  | 355ME545 | Big Digit LCD Countdown Timer
EXP1334 | 100054 | ABQ 709 | Albuquerque | ABQ-3 | Fiber Instrument Sales |  | F18513HR | Optical Power Meter
EXP1335 | 100006 | ABQ 708 | Albuquerque | ABQ-3 | Fiber Instruments Sales |  | F18513HR | Optical Power Meter
6257 |  | TW_EE_154 | Albuquerque |  | Fiber Lite | Fiber Lite | MI-150 | High Fiber Tester - (1)
6258 |  | TW_EE_155 | Albuquerque |  | Fiber Lite | Fiber Lite | MI-150 | High Fiber Tester - (1)
4641 | 100662 | ABQ 0349 | Albuquerque | ABQ-2 | Finetech |  | 0 | Picoplacer
4840 | 201763 | DWG 0397 | Albuquerque | ABQ-3 | Finetech |  | 0 | Placer
EXP1113 |  | EFO 253 | Albuquerque | ABQ-2 | Finetech |  | A4 | Finetech Placer Control
4572 | 201316 | ABQ 0269 | Albuquerque |  | Finetech |  | AC2./1 | Fiber Optic Light Illuminator
EXP1112 |  | ABQ 344 | Albuquerque | ABQ-2 | Finetech |  | AC2./1 EK-1 | Finetech Euromex Microscope Light EK-1
4571 | 201315 | ABQ 0268 | Albuquerque |  | Finetech |  | AC2./2 | Fiber Optic Light Illuminator
EXP1111 |  | ABQ 345 | Albuquerque | ABQ-2 | Finetech |  | AC2./2 EK-1 | Finetech Euromex Microscope Light
5924 | 402996 | ABQ 3092 | Albuquerque | ABQ-2 | FINETECH |  | AC2/2. | EUROMEX ILLUMINATOR EK-1
EXP1114 |  | ABQ 3089 | Albuquerque | ABQ-2 | Finetech |  | FD5.0 | Finetech Lambda Fineplacer
5922 | 402994 | ABQ 3091 | Albuquerque | ABQ-2 | FINETECH |  | FINEPLACER | BONDING FORCE CONTROL
5923 | 402995 | ABQ 3090 | Albuquerque | ABQ-2 | FINETECH |  | FINEPLACER | PLACER CONTROL
4805 | 201136 | ESV 0033 | Albuquerque |  | Finetech |  | FV2 | Placer
EXP1336 | 200881 | ABQ 2167 | Albuquerque | ABQ-3 | Finetech |  | Placer Control | Die Place
EXP1337 | 100007 | ABQ 707 | Albuquerque | ABQ-3 | FIS |  | F18513HR | Power Meter
EXP1338 |  | ABQ 1198 | Albuquerque | ABQ-3 | Fisher Scientific |  | 06-662-23 | Digital Thermometer
EXP1545 |  | ABQ 1890 | Albuquerque | ABQ-7 | Fisher Scientific |  | 06-664-23 | Refridgerator/Freezer Thermometer
4611 | 100468 | ABQ 0661 | Albuquerque |  | Fisher Scientific |  | 725F | Isotemp Oven
4697 | 100563 | ABQ 0625 | Albuquerque | ABQ-2 | Fisher Scientific |  | 725F | Isotemp Oven
5077 | 100476 | EFO 0595 | Albuquerque | ABQ-3 | Fisher Scientific |  | 725F | Isotemp Oven
5310 | 200015 | EOD 0390 | Albuquerque |  | Fisher Scientific |  | 818F | Oven
5625 | 200014 | EOD 0389 | Albuquerque |  | Fisher Scientific |  | 818F | Oven
5626 | 200017 | EOD 0392 | Albuquerque |  | Fisher Scientific |  | 818F | Oven
4610 | 100513 | ABQ 0659 | Albuquerque | ABQ-2 | Fisher Scientific |  | 825F | Isotemp Oven
4655 | 100276 | ABQ 0626 | Albuquerque | ABQ-2 | Fisher Scientific |  | 825F | Isotemp Oven
4666 | 100512 | ABQ 0586 | Albuquerque | ABQ-2 | Fisher Scientific |  | 825F | Isotemp Oven
5583 | 100794 | ABQ 1137 | Albuquerque | ABQ-3 | FJW |  | Find-R-Scope | Find-R-Scope
EXP1546 |  |  | Albuquerque | ABQ-7 | FLEXTRONIX |  | F-X430044 | 24 PORT INFINIBAND DDR SWITCH
EXP1015 |  |  | Albuquerque | ABQ-1 | FleXus |  | F2320i | Dual Wavelength Stress Mapper
EXP1547 |  | EQP 806 | Albuquerque | ABQ-7 | FLUKE |  | 45 | DUAL DISPLAY MULTIMETER
5235 | 2623 | ABQ 0911 | Albuquerque |  | Fluke |  | 45 | Multimeter
4629 | 2619 | ABQ 0921 | Albuquerque | ABQ-7 | Fluke |  | 45 | Multimeter
5227 | 200517 | ABQ 0819 | Albuquerque |  | Fluke |  | 123 | Scopemeter
5627 | 201122 | ESV 0019 | Albuquerque | ABQ-4 | Fluke |  | 179 | Multimeter
EXP1343 |  | EQP 546 | Albuquerque | ABQ-3 | Fluke |  | 187 | RMS Multimeter
EXP1615 | 200077 | ABQ 3128 | Albuquerque | ABQ-3 | Fluke |  | 21 III | Multimeter
EXP1115 | 200084 | ABQ 3126 | Albuquerque | ABQ-2 | Fluke |  | 50S | Digital Thermometer
EXP1463 |  | ABQ 629 | Albuquerque | ABQ-4 | Fluke |  | 50S | K/J Thermometer
EXP1340 |  | ABQ 2871 | Albuquerque | ABQ-3 | Fluke |  | 51 II | Thermometer
EXP1339 |  | ABQ 2870 | Albuquerque | ABQ-3 | Fluke |  | 52 II | Thermometer
EXP1344 | 200970 | EOD 651 | Albuquerque | ABQ-3 | Fluke |  | 70 III | Digital Multimeter
EXP1016 |  |  | Albuquerque | ABQ-1 | Fluke |  | 73 III | Mulitmeter
EXP1342 |  | EPV 510 | Albuquerque | ABQ-3 | Fluke |  | 80TK | Thermcopule Module
EXP1341 |  | ABQ 574 | Albuquerque | ABQ-3 | Fluke |  | 80TK | Thermocouple Module
5302 | 100236 | EFO 0214 | Albuquerque |  | Fluke |  | 87III | Multimeter
5456 | 100237 | ABQ 0688 | Albuquerque | ABQ-3 | Fluke |  | 87III | Multimeter
4863 | 201951 | ABQ 1748 | Albuquerque | ABQ-7 | Fluke |  | 8842A | Multimeter
5314 | 2603 | EOD 0464 | Albuquerque |  | Fluke |  | 89IV | Multimeter
5357 | 2661 | EOD 0433 | Albuquerque |  | Fluke |  | 89IV | Multimeter
EXP1117 |  | ABQ 333 | Albuquerque | ABQ-2 | Fostec |  | 20500 | Fiber Light
EXP1345 |  | ABQ 471 | Albuquerque | ABQ-3 | Fostec |  | DCR II | Microscope Light Source
5171 | 100160 | ABQ 0669 | Albuquerque |  | Fostec |  | FM300 | Fiber Optic Power Meter
EXP1116 |  | ABQ 305 | Albuquerque | ABQ-2 | Fostec |  | LR92240 | Microscope Light Source
5218 | 100164 | ABQ 0677 | Albuquerque |  | fotec |  | FM300 | Fiber Optic Power Meter
4786 | 100159 | ABQ 0678 | Albuquerque | ABQ-2 | fotec |  | FM300 | Fiber Optic Power Meter
EXP1346 |  | ABQ 703 | Albuquerque | ABQ-3 | Fotec |  | FM300 | Optical Power Meter
EXP1347 |  | ABQ 702 | Albuquerque | ABQ-3 | Fotec |  | FM300 | Optical Power Meter
EXP1348 | 100168 | ABQ 700 | Albuquerque | ABQ-3 | Fotec |  | FM300 | Optical Power Meter
EXP1349 |  | ABQ 701 | Albuquerque | ABQ-3 | Fotec |  | FM300 | Optical Power Meter
EXP1350 | 100167 | ABQ 676 | Albuquerque | ABQ-3 | Fotec |  | FM300 | Optical Power Meter
EXP1351 |  | ABQ 674 | Albuquerque | ABQ-3 | Fotec |  | FM300 | Optical Power Meter
EXP1352 |  | ABQ 675 | Albuquerque | ABQ-3 | Fotec |  | FM300 | Optical Power Meter
EXP1353 | 100166 | ABQ 697 | Albuquerque | ABQ-3 | Fotec |  | FM300 | Optical Power Meter
EXP1354 | 100163 | ABQ 705 | Albuquerque | ABQ-3 | Fotec |  | FM300 | Optical Power Meter
EXP1355 |  | EQP 1018 | Albuquerque | ABQ-3 | Fotec |  | FM300 | Optical Power Meter
EXP1356 | 100158 | EQP 133 | Albuquerque | ABQ-3 | Fotec |  | FM300 | Optical Power Meter
EXP1357 | 100165 | ABQ 698 | Albuquerque | ABQ-3 | Fotec |  | FM300 | Optical Power Meter
EXP1358 | 100157 | ABQ 1055 | Albuquerque | ABQ-3 | Fotec |  | FM300 | Optical Power Meter
EXP1359 | 100161 | ABQ 704 | Albuquerque | ABQ-3 | Fotec |  | FM300 | Optical Power Meter
EXP1360 |  | ABQ 671 | Albuquerque | ABQ-3 | Fotec |  | FM300 | Optical Power Meter
EXP1361 |  | ABQ 672 | Albuquerque | ABQ-3 | Fotec |  | FM300 | Optical Power Meter
EXP1362 |  | ABQ 711 | Albuquerque | ABQ-3 | Fotec |  | FM300 | Optical Power Meter
EXP1363 |  | ABQ 710 | Albuquerque | ABQ-3 | Fotec |  | FM300 | Optical Power Meter
EXP1364 |  | ABQ 670 | Albuquerque | ABQ-3 | Fotec |  | FM300 | Optical Power Meter
EXP1365 |  | ABQ 699 | Albuquerque | ABQ-3 | Fotec |  | FM300 | Optical Power Meter
EXP1366 |  | ABQ 943 | Albuquerque | ABQ-3 | Fotec |  | FM300 | Optical Power Meter
EXP1367 | 100162 | ABQ 696 | Albuquerque | ABQ-3 | Fotec |  | FM300 | Optical Power Meter
6228 |  | TW_EE_158 | Albuquerque |  | GIANT FORCE | GIANT FORCE | GCT-17-40-SP | Bee-Desk Thermal Chamber - (1)
EXP1464 |  | ABQ 3115 | Albuquerque | ABQ-4 | Giant Force |  | GTH-150-40-1P-U
EXP1465 |  | ABQ 3116 | Albuquerque | ABQ-4 | Giant Force |  | GTH-150-40-CO-SD | Temp & Humidity Chamber
6634 | E419073 | TW_EE_156 | Albuquerque |  | GIANT FORCE |  | GTH-150-40-CP-SD | Thermal Chamber - (1)
6635 | E409130 | TW_EE_157 | Albuquerque |  | GIANT FORCE |  | GTH-150-40-IP-U | Thermal Chamber - (1)
4968 | 200273 | EOD 0660 | Albuquerque | ABQ-1 | GS Ultratech Stepper |  | 1100 | Projection Stepper
4973 | 400542 | EOD 0722 | Albuquerque | ABQ-1 | GS Ultratech Stepper |  | 1100 | Projection Stepper
6431 | 201116 | ESV 0013 | Albuquerque | ABQ-7 | GW |  | GPC-1850D | Dual Tracking DC Power Supply
6434 | 100352 | ABQ 0545 | Albuquerque | ABQ-7 | GW |  | GPR-3060D | DC Power Supply
EXP1548 |  |  | Albuquerque | ABQ-7 | GW INSTEK |  | PSH-3630A | PROGRAMMABLE POWER SUPPLY
4815 |  | ABQ 2942 | Albuquerque |  | GWINSTEK | Keithley | 2510 | Tec Source Meter
5256 | 201958 | ABQ 1763 | Albuquerque | ABQ-7 | GWINSTEK |  | GPR3060D | DC Power Supply
4812 |  | No Tag | Albuquerque |  | GWINSTEK |  | SPS-1230 | 1 Shelf Dessicator
4808 |  | No Tag | Albuquerque |  | GWINSTEK |  | SPS-1230 | 2 Shelf Dessicator
4810 |  | No Tag | Albuquerque |  | GWINSTEK |  | SPS-1230 | 2 Shelf Dessicator
4811 |  | No Tag | Albuquerque |  | GWINSTEK |  | SPS-1230 | 2 Shelf Dessicator
4814 |  | No Tag | Albuquerque |  | GWINSTEK |  | SPS-1230 | 2 Shelf Dessicator
4809 |  | No Tag | Albuquerque |  | GWINSTEK |  | SPS-1230 | 3 Shelf Dessicator
4813 |  | No Tag | Albuquerque |  | GWINSTEK |  | SPS-1230 | 3 Shelf Dessicator
4854 |  | No Tag | Albuquerque |  | GWINSTEK |  | SPS-1230 | 6ft Isolation Table
5097 |  | No Tag | Albuquerque |  | GWINSTEK |  | SPS-1230 | Broad Wavelength Plug In Module
4816 |  | No Tag | Albuquerque |  | GWINSTEK |  | SPS-1230 | Centrifuge
5332 |  | No Tag | Albuquerque |  | GWINSTEK |  | SPS-1230 | Compact PCI Main Frame w/ Bit Error Rate Tester Module PX2000-336
5098 |  | No Tag | Albuquerque |  | GWINSTEK |  | SPS-1230 | Data Acquisition Switch Unit
4922 |  | No Tag | Albuquerque |  | GWINSTEK |  | SPS-1230 | DC Power Supply
5628 |  | No Tag | Albuquerque |  | GWINSTEK |  | SPS-1230 | DC Power Supply
5629 |  | No Tag | Albuquerque |  | GWINSTEK |  | SPS-1230 | DC Power Supply
5632 |  | No Tag | Albuquerque |  | GWINSTEK |  | SPS-1230 | DC Power Supply
5633 |  | No Tag | Albuquerque |  | GWINSTEK |  | SPS-1230 | DC Power Supply
5634 |  | No Tag | Albuquerque |  | GWINSTEK |  | SPS-1230 | DC Power Supply
5635 |  | No Tag | Albuquerque |  | GWINSTEK |  | SPS-1230 | DC Power Supply
5636 |  | No Tag | Albuquerque |  | GWINSTEK |  | SPS-1230 | DC Power Supply
5637 |  | No Tag | Albuquerque |  | GWINSTEK |  | SPS-1230 | DC Power Supply
5638 |  | No Tag | Albuquerque |  | GWINSTEK |  | SPS-1230 | DC Power Supply
5639 |  | No Tag | Albuquerque |  | GWINSTEK |  | SPS-1230 | DC Power Supply
5640 |  | No Tag | Albuquerque |  | GWINSTEK |  | SPS-1230 | DC Power Supply
5641 |  | No Tag | Albuquerque |  | GWINSTEK |  | SPS-1230 | DC Power Supply
5642 |  | No Tag | Albuquerque |  | GWINSTEK |  | SPS-1230 | DC Power Supply
5643 |  | No Tag | Albuquerque |  | GWINSTEK |  | SPS-1230 | DC Power Supply
5644 |  | No Tag | Albuquerque |  | GWINSTEK |  | SPS-1230 | DC Power Supply
5645 |  | No Tag | Albuquerque |  | GWINSTEK |  | SPS-1230 | DC Power Supply
5646 |  | No Tag | Albuquerque |  | GWINSTEK |  | SPS-1230 | DC Power Supply
5647 |  | No Tag | Albuquerque |  | GWINSTEK |  | SPS-1230 | DC Power Supply
5650 |  | No Tag | Albuquerque |  | GWINSTEK |  | SPS-1230 | DC Power Supply
5651 |  | No Tag | Albuquerque |  | GWINSTEK |  | SPS-1230 | DC Power Supply
5652 |  | No Tag | Albuquerque |  | GWINSTEK |  | SPS-1230 | DC Power Supply
5653 |  | No Tag | Albuquerque |  | GWINSTEK |  | SPS-1230 | DC Power Supply
5654 |  | No Tag | Albuquerque |  | GWINSTEK |  | SPS-1230 | DC Power Supply
5448 |  | No Tag | Albuquerque |  | GWINSTEK |  | SPS-1230 | Electrometer/High Resistance Meter
5360 |  | No Tag | Albuquerque |  | GWINSTEK |  | SPS-1230 | Fiber Optic Light Illuminator
5361 |  | No Tag | Albuquerque |  | GWINSTEK |  | SPS-1230 | Fiber Optic Light Illuminator
5359 |  | No Tag | Albuquerque |  | GWINSTEK |  | SPS-1230 | Fiber Optic Switch
5100 |  | No Tag | Albuquerque |  | GWINSTEK |  | SPS-1230 | Fiber Power Amplifier
4906 |  | No Tag | Albuquerque |  | GWINSTEK |  | SPS-1230 | Frame Controller w/ 4 Plug in modules
4957 |  | No Tag | Albuquerque |  | GWINSTEK |  | SPS-1230 | Hotplate
4975 |  | No Tag | Albuquerque |  | GWINSTEK |  | SPS-1230 | Isolation Table
4976 |  | No Tag | Albuquerque |  | GWINSTEK |  | SPS-1230 | Isolation Table
4977 |  | No Tag | Albuquerque |  | GWINSTEK |  | SPS-1230 | Isolation Table
4872 |  | No Tag | Albuquerque |  | GWINSTEK |  | SPS-1230 | Label Printer
4851 |  | No Tag | Albuquerque |  | GWINSTEK |  | SPS-1230 | Light Wave Multimeter
4861 |  | No Tag | Albuquerque |  | GWINSTEK |  | SPS-1230 | Lightwave Multimeter w/ 81536A, 81619A Plug in modules
5096 |  | No Tag | Albuquerque |  | GWINSTEK |  | SPS-1230 | Lightwave Multimeter w/ 81632A & 81635A Power Sensor Modules
5450 |  | No Tag | Albuquerque |  | GWINSTEK |  | SPS-1230 | Low Temp Recirculating Chiller
4855 |  | No Tag | Albuquerque |  | GWINSTEK |  | SPS-1230 | Microscope
5169 |  | No Tag | Albuquerque |  | GWINSTEK |  | SPS-1230 | Microscope
4862 |  | No Tag | Albuquerque |  | GWINSTEK |  | SPS-1230 | Multi Purpose Meter
4852 |  | No Tag | Albuquerque |  | GWINSTEK |  | SPS-1230 | Multiple Application Controller w/ 6 SKB Switch Modules
5099 |  | No Tag | Albuquerque |  | GWINSTEK |  | SPS-1230 | Optical Attenuator
4899 |  | No Tag | Albuquerque |  | GWINSTEK |  | SPS-1230 | Optical Spectrum Analyzer
5081 |  | No Tag | Albuquerque |  | GWINSTEK |  | SPS-1230 | Optical Tuneable Filter
5102 |  | No Tag | Albuquerque |  | GWINSTEK |  | SPS-1230 | Plasma Etching System
5080 |  | No Tag | Albuquerque |  | GWINSTEK |  | SPS-1230 | Pressure Chamber Oven
4853 |  | No Tag | Albuquerque |  | GWINSTEK |  | SPS-1230 | SourceMeter
5449 |  | No Tag | Albuquerque |  | GWINSTEK |  | SPS-1230 | SourceMeter
5452 |  | No Tag | Albuquerque |  | GWINSTEK |  | SPS-1230 | SourceMeter
5455 |  | No Tag | Albuquerque |  | GWINSTEK |  | SPS-1230 | SourceMeter
4841 |  | No Tag | Albuquerque |  | GWINSTEK |  | SPS-1230 | Spotcure Intensity Meter
5453 |  | No Tag | Albuquerque |  | GWINSTEK |  | SPS-1230 | Switch System
5454 |  | No Tag | Albuquerque |  | GWINSTEK |  | SPS-1230 | Switch System
5630 |  | No Tag | Albuquerque |  | GWINSTEK |  | SPS-1230 | Switch System
5631 |  | No Tag | Albuquerque |  | GWINSTEK |  | SPS-1230 | Switch System
5362 |  | No Tag | Albuquerque |  | GWINSTEK |  | SPS-1230 | Thermal Printer
5333 |  | No Tag | Albuquerque |  | GWINSTEK |  | SPS-1230 | Thermo Chuck
4589 |  | No Tag | Albuquerque |  | GWINSTEK |  | SPS-1230 | Vacuum Oven
4594 |  | No Tag | Albuquerque |  | GWINSTEK |  | SPS-1230 | Vacuum Oven
EXP1466 |  |  | Albuquerque | ABQ-4 | Hakko |  | 493 | Soldering Smoke Absorber
5473 | 201168 | ESV 0072 | Albuquerque | ABQ-4 | hakko |  | 936 | Soldering Iron
EXP1368 |  | ABQ 3389 | Albuquerque | ABQ-3 | Hakko |  | FX-301B | Soldering Pot
6422 | 201623 | DWG 0223 | Albuquerque | ABQ-3 | Hammamatsu |  | 0871H | Camera System
4658 | 200032 | ABQ 0980 | Albuquerque | ABQ-2 | Hepco |  | 3000-2 | Lead Cutter
EXP1369 |  | ABQ 134 | Albuquerque | ABQ-3 | Heusser Neweigh |  | ASTM2 | 100g Calibration Weight
EXP1370 |  | ABQ 133 | Albuquerque | ABQ-3 | Heusser Neweigh |  | ASTM2 | 250g Calibration Weight
EXP1549 |  |  | Albuquerque | ABQ-7 | HEWLETT PACKARD |  | 81680A | TLS MODULE
EXP1550 |  |  | Albuquerque | ABQ-7 | HEWLETT PACKARD |  | 8647A | 250KHZ-1000MHZ SIGNAL GENERATOR
EXP1551 |  |  | Albuquerque | ABQ-7 | HEWLETT PACKARD |  | 8648A | 100kHz-1000MHz Signal Generator
4945 | 400538 | ABQ 2459 | Albuquerque | ABQ-3 | Hirayama |  | HA-300M | Autoclave
4787 | 100520 | ABQ 0808 | Albuquerque | ABQ-1 | HP |  | 0 | Equipment Rack
EXP1467 |  | DWG 421 | Albuquerque | ABQ-4 | HP |  | 16058A | Test Fixture
EXP1468 |  |  | Albuquerque | ABQ-4 | HP |  | 16058A | Test Fixture
3334 | 201517 | DWG 0096 | Albuquerque |  | HP |  | 34401A | Multimeter
4819 | 201518 | DWG 0097 | Albuquerque |  | HP |  | 34401A | Multimeter
5052 | 201705 | DWG 0321 | Albuquerque |  | HP |  | 34401A | Multimeter
5287 | 201516 | DWG 0095 | Albuquerque |  | HP |  | 34401A | Multimeter
4891 | 201010 | ABQ 0872 | Albuquerque | ABQ-7 | HP |  | 3473A | System Voltmeter
4908 | 400565 | ABQ 1951 | Albuquerque | ABQ-7 | HP |  | 34970A | Data Acquistion/Switch Unit
6419 | 100733 | ABQ 1529 | Albuquerque | ABQ-7 | HP |  | 3499B | Switch Control System
4574 | 400943 | ABQ 0793 | Albuquerque |  | HP |  | 4280A | C Meter / C-V Plotter
4796 | 201511 | DWG 0090 | Albuquerque | ABQ-1 | HP |  | 54751A | 20Ghz Electrical Plug In Module
6424 | 100248 | EFO 0227 | Albuquerque | ABQ-7 | HP |  | 6031A | System Power Supply
2654 | 201123 | ESV 0020 | Albuquerque | ABQ-3 | HP |  | 6624A | DC Power Supply
5320 | 201112 | ESV 0009 | Albuquerque | ABQ-7 | HP |  | 6624A | DC Power Supply
5275 | 400066 | ABQ 2262 | Albuquerque | ABQ-7 | HP |  | 6629A | DC Power Supply
5649 | 100781 | ABQ 1124 | Albuquerque |  | HP |  | 6651A | DC Power Supply
6404 | 201693 | DWG 0309 | Albuquerque | ABQ-3 | HP |  | 70001A | Mainframe
5295 | 201673 | DWG 0277 | Albuquerque | ABQ-7 | HP |  | 70004A | Display Mainfram
EXP1118 |  | ABQ 3302 | Albuquerque | ABQ-2 | HP |  | 7004A | HP 7004A Mainframe
5286 | 100901 | DWG 0062 | Albuquerque |  | HP |  | 70340A | Signal Generator
6400 | 201587 | DWG 0184 | Albuquerque | ABQ-3 | HP |  | 70841B | Pattern Generator
6405 | 201694 | DWG 0310 | Albuquerque | ABQ-3 | HP |  | 70841B | Pattern Generator
5240 | 200559 | ABQ 0976 | Albuquerque |  | HP |  | 70950A | Optical Spectrum Analyzer
4825 | 201662 | DWG 0266 | Albuquerque | ABQ-7 | HP |  | 70951A | Optical Spectrum Analyzer
2371 | 100194 | EFO 0177 | Albuquerque | ABQ-3 | HP |  | 8153A | Lightwave Measurent System
5016 | 100195 | ABQ 0656 | Albuquerque | ABQ-7 | HP |  | 8153A | Lightwave Multimeter w/ 81536A Power Sensor
4767 | 100196 | ABQ 0643 | Albuquerque | ABQ-1 | HP |  | 8153A | Lightwave Multimeter w/81536A Power Sensor Plug In
4774 | 100140 | ABQ 0214 | Albuquerque | ABQ-7 | HP |  | 8153A | Lightwave Multimeter w/81536A Power Sensor Plug In
6348 | 400061 | ABQ 2257 | Albuquerque | ABQ-7 | HP |  | 8153A | Lightwave Multimeter w/81536A Power Sensor Plug In
4867 | 100860 | DWG 0021 | Albuquerque |  | HP |  | 81635A | Power Sensor Plug In Module
6365 | 201528 | DWG 0110 | Albuquerque | ABQ-7 | HP |  | 8164A | Lightwave Measurent System
4870 | 201805 | DWG 0522 | Albuquerque |  | HP |  | 81650A | Laser Source Plug In Module
6366 | 201676 | DWG 0280 | Albuquerque | ABQ-7 | HP |  | 83438A | Erbium ASE Source
5366 | 100681 | ABQ 0070 | Albuquerque |  | HP |  | 83480A | Digital Communications Analyzer
4871 | 100171 | EFO 0146 | Albuquerque | ABQ-7 | HP |  | 83480A | Digital Communications Analyzer
4902 | 200092 | EOD 0439 | Albuquerque | ABQ-7 | HP |  | 83480A | Digital Communications Analyzer
5239 | 100015 | ABQ 0962 | Albuquerque | ABQ-7 | HP |  | 83480A | Digital Communications Analyzer
4830 | 400986 | ESV 0002 | Albuquerque |  | HP |  | 83483A | Electrical Module Plug In
2204 | 100107 | ABQ 0852 | Albuquerque | ABQ-7 | HP |  | 83483A | Electrical Module Plug In
2893 | 400065 | ABQ 2261 | Albuquerque | ABQ-3 | HP |  | 83483A | Electrical Module Plug In
4766 | 100108 | ABQ 0530 | Albuquerque | ABQ-1 | HP |  | 83483A | Electrical Module Plug In
5337 | 201153 | ESV 0058 | Albuquerque |  | HP |  | 83483A | Electrical Plug In Module
2898 | 400483 | ABQ 2391 | Albuquerque | ABQ-3 | HP |  | 83483A | Electrical Plug In Module
6376 | 100106 | EFO 0072 | Albuquerque | ABQ-7 | HP |  | 83483A | Electrical Plug In Module
4603 | 100846 | DWG 0011 | Albuquerque | ABQ-1 | HP |  | 83486A | 1000-1600 4th Order Filters Plug In Module
4630 | 100889 | DWG 0050 | Albuquerque | ABQ-1 | HP |  | 83486A | 83486A 1000-1600 4th Order Filters Plug In Module
5382 | 100844 | DWG 0009 | Albuquerque |  | HP |  | 83486A | Optical/Electrical Module
6363 | 100207 | ABQ 0617 | Albuquerque | ABQ-7 | HP |  | 83487A | 750-860nm Filters Plug In Module
6379 | 100231 | ABQ 0685 | Albuquerque | ABQ-7 | HP |  | 83487A | 750-860nm Filters Plug In Module
6427 | 200105 | EOD 0572 | Albuquerque | ABQ-7 | HP |  | 83487A | 750-860nm Filters Plug In Module
EXP1552 | 100888 | DWG 049 | Albuquerque | ABQ-7 | HP |  | 83487A | O/E Module
6411 | 100208 | ABQ 0225 | Albuquerque | ABQ-7 | HP |  | 83487A | Optical / Electrical 750-860nm Filters Plug In Module
6420 | 400068 | ABQ 2263 | Albuquerque | ABQ-7 | HP |  | 83487a | Optical / Electrical Plugin 750-860nm 1063/1250 Mb/s
4820 | Molex 26181 100888 | DWG 0049 | Albuquerque |  | HP |  | 83487A | Optical Plug In Module
4769 | 100136 | ABQ 0769 | Albuquerque | ABQ-1 | HP |  | 83487A | Optical Plug In Module
5319 | 201108 | ESV 0005 | Albuquerque | ABQ-7 | HP |  | 83487A | Optical/Electrical Module
6364 | 100869 | DWG 0030 | Albuquerque |  | HP |  | 83752A | Synthesized Sweeper
5043 | 201564 | DWG 0159 | Albuquerque | ABQ-3 | HP |  | 86120B | Multi-Wavelength Meter
5048 | 201633 | DWG 0233 | Albuquerque | ABQ-7 | HP |  | 86120B | Multi-Wavelength Meter
2620 | 201696 | DWG 0312 | Albuquerque | ABQ-3 | HP |  | 8648C | Signal Generator
2424 | 100410 | ABQ 0083 | Albuquerque | ABQ-3 | HP |  | 8657D | Signal Generator
2425 | 100558 | ABQ 0402 | Albuquerque | ABQ-3 | HP |  | 8657D | Signal Generator
5078 | 200513 | EOD 0593 | Albuquerque |  | HP |  | E3610A | DC Power Supply
5479 | 201563 | DWG 0158 | Albuquerque |  | HP |  | E3610A | DC Power Supply
4990 | 201601 | ABQ 3240 | Albuquerque | ABQ-2 | HP |  | E3610A | DC Power Supply
5004 | 100910 | DWG 0071 | Albuquerque | ABQ-4 | HP |  | E3610A | DC Power Supply
4907 | 201971 | ABQ 1781 | Albuquerque |  | HP |  | E3612A | DC Power Supply
5573 | 200518 | EOD 0643 | Albuquerque | ABQ-4 | HP |  | E3616A | DC Power Supply
6391 | 400946 | ABQ 1994 | Albuquerque | ABQ-7 | HP |  | E3620A | DC Power Supply
4581 | 100872 | DWG 0033 | Albuquerque |  | HP |  | E3630A | DC Power Supply
4865 | 201973 | ABQ 1784 | Albuquerque |  | HP |  | E3630A | DC Power Supply
5290 | 201562 | ABQ 3292 | Albuquerque | ABQ-3 | HP |  | E3630A | DC Power Supply
5297 | 201681 | DWG 0285 | Albuquerque | ABQ-3 | HP |  | E3630A | DC Power Supply
4991 | 201607 | DWG 0204 | Albuquerque |  | HP |  | E3631A | DC Power Supply
5011 | 201120 | ESV 0017 | Albuquerque |  | HP |  | E3631A | DC Power Supply
5046 | 201608 | DWG 0205 | Albuquerque |  | HP |  | E3631A | DC Power Supply
5055 | 201708 | DWG 0324 | Albuquerque |  | HP |  | E3631A | DC Power Supply
5083 | 201609 | DWG 0206 | Albuquerque |  | HP |  | E3631A | DC Power Supply
2613 | 201647 | DWG 0247 | Albuquerque | ABQ-7 | HP |  | E3631A | DC Power Supply
EXP1371 |  | DWG 403 | Albuquerque | ABQ-3 | HP |  | E4412A | Optical Power Sensor
5604 | 200519 | EOD 0644 | Albuquerque | ABQ-7 | HP |  | E616A | DC Power Supply
4868 | 204543 | DWG 0132 | Albuquerque | ABQ-7 | HP |  | EPM-441A | Power Meter
EXP1372 |  |  | Albuquerque | ABQ-3 | HP |  | HP81536A | Power Sensor 800-1700nm
EXP1469 |  | ABQ 3160 | Albuquerque | ABQ-4 | IAC Industries |  | 6' | Workstation/Table
EXP1470 |  | ABQ 3156 | Albuquerque | ABQ-4 | IAC Industries |  | 6' | Workstation/Table
EXP1554 |  | ABQ 1409 | Albuquerque | ABQ-7 | ICS Electronics |  | 4899 | GPIB Modbus Interface
EXP1373 |  | DWG 482 | Albuquerque | ABQ-3 | Identico |  | 096-101-00001 | Printer
4635 | 201030 | EOD 0921 | Albuquerque | ABQ-3 | ILX Lightwave |  | LDC-3500 | Modular Laser Diode Controller
EXP1559 | 201713 | DWG 331 | Albuquerque | ABQ-7 | ILX Lightwave |  | LDM-4980 | Laser Diode Mount
EXP1555 |  |  | Albuquerque | ABQ-7 | ILX LIGHTWAVE |  | LDT-5901B | TEMPERATURE CONTROLLER
EXP1556 |  |  | Albuquerque | ABQ-7 | ILX LIGHTWAVE |  | LDT-5901B | TEMPERATURE CONTROLLER
EXP1557 |  |  | Albuquerque | ABQ-7 | ILX LIGHTWAVE |  | LDT-5901B | TEMPERATURE CONTROLLER
5095 | 2615 | EOD 0444 | Albuquerque |  | ILX Lightwave |  | LDT-5910 | Temperature Controller
6106 |  | TW_EE_161 | Albuquerque |  | ILX Lightwave | ILX Lightwave | LDT-5910B | Temperature Controller - (1)
6169 |  | TW_EE_168 | Albuquerque |  | ILX Lightwave | ILX Lightwave | LDT-5910B | Temperature controller - (1)
6259 |  | TW_EE_162 | Albuquerque |  | ILX Lightwave | ILX Lightwave | LDT-5910B | Temperature Controller - (1)
EXP1558 |  | ABQ 800 | Albuquerque | ABQ-7 | ILX LIGHTWAVE |  | LDX-3207 | PRECIOION CURRENT SOURCE
EXP1560 |  |  | Albuquerque | ABQ-7 | ILX LIGHTWAVE |  | LDX-3220 | PRECISION LASER DIODE CURRENT SOURCE
6215 |  | TW_EE_163 | Albuquerque |  | ILX Lightwave | ILX Lightwave | LDX-3320 | Diode Parameter Current Source - (1)
5254 | 201953 | ABQ 1759 | Albuquerque | ABQ-7 | ILX Lightwave |  | LDX-3412 | Precision Current Source
5313 | 2618 | EOD 0443 | Albuquerque | ABQ-7 | ILX Lightwave |  | LDX-3412 | Precision Current Source
4690 | 320357 | ABQ 0987 | Albuquerque | ABQ-2 | Intertest |  | 1014-C | Pressurization System
EXP1561 |  | ABQ 518 | Albuquerque | ABQ-7 | ION |  | 5802 | IONIZING BLOWER
EXP1121 |  | ABQ 1031 | Albuquerque | ABQ-2 | ION |  | 6442 | Ionizing Blower
EXP1562 | 201313 | EFO 631 | Albuquerque | ABQ-7 | ION System |  | 5802 | Ionizing Blower
EXP1374 |  | ABQ 1030 | Albuquerque | ABQ-3 | Ion Systems |  | 6441 | Benchtop Ionizing Blower
EXP1375 |  | ABQ 731 | Albuquerque | ABQ-3 | Ion Systems |  | 6441 | Benchtop Ionizing Blower
5381 | 400540 | ABQ 2460 | Albuquerque |  | Ion Systems |  | 5084e | Controller
EXP1376 |  | ABQ 3390 | Albuquerque | ABQ-3 | Janome |  | JR 2203N | Janome Desktop Robot
6403 | 201683 | DWG 0287 | Albuquerque | ABQ-7 | JDS Fitel |  | HA9008+SPL2 | Optical Attenuator
6398 | 100849 | DWG 0014 | Albuquerque | ABQ-7 | JDS Fitel |  | HA9503+SPL2 | Optical Attenuator
5036 | Molex 26259 | DWG 0073 | Albuquerque |  | JDS Fitel |  | HA9503-SPL2 | Optical Attenuator
6401 | 201594 | DWG 0191 | Albuquerque | ABQ-7 | JDS Fitel |  | HA9503-SPL2 | Optical Attenuator
EXP1377 | 100912 | DWG 073 | Albuquerque | ABQ-3 | JDS Fitel |  | HA9503-SPL2 | Optical Attenuator
5037 | 100916 | DWG 0077 | Albuquerque | ABQ-7 | JDS Fitel |  | HA97E+10KSP1 | Optical Attenuator
4904 | 401168 | EDP 0663 | Albuquerque | ABQ-7 | JDS Uniphase |  | 8-Slot | MAP Controller w/ 3x SW Switch modules, 1x MAPA+23 Attenuator module
5021 | 201984 | ABQ 1795 | Albuquerque | ABQ-7 | JDS Uniphase |  | HA097 | Optical Attenuator
5029 | 400046 | ABQ 2242 | Albuquerque | ABQ-7 | JDS Uniphase |  | HA097+20AFP1 | Optical Attenuator
6399 | 100864 | DWG 0026 | Albuquerque | ABQ-7 | JDS Uniphase |  | HA097+28ASU1 | Optical Attenuator
5255 | 201954 | ABQ 1760 | Albuquerque |  | JDS Uniphase |  | HA097+28KSU1 | Optical Attenuator
4760 | 100666 | ABQ 0212 | Albuquerque |  | JDS Uniphase |  | HA9 | Optical Attenuator
4843 | 201513 | DWG 0092 | Albuquerque |  | JDS Uniphase |  | HA9 | Optical Attenuator
4910 | 100669 | ABQ 0642 | Albuquerque |  | JDS Uniphase |  | HA9 | Optical Attenuator
5324 | 201214 | ESV 0041 | Albuquerque | ABQ-3 | JDS Uniphase |  | HA9 | Optical Attenuator
5202 | 100117 | ABQ 0420 | Albuquerque | ABQ-1 | JDS Uniphase |  | HA92C+10KFP1 | Optical Attenuator
6406 | 201704 | DWG 0320 | Albuquerque | ABQ-3 | JDS Uniphase |  | HA97E+10KSP1 | Optical Attenuator
5318 | 201106 | ESV 0003 | Albuquerque | ABQ-7 | JDS Uniphase |  | HA9W1+20KSC1 | Optical Attenuator
EXP1564 | 100534 | EFO 807 | Albuquerque | ABQ-7 | JDS Uniphase |  | HA9W2+20KFP1 | HA9 Optical Attenuator
4997 | 100184 | ABQ 0679 | Albuquerque |  | JDS Uniphase |  | HA9W2+20KFP1 | HA9 Series Optical Attenuator
4873 | 100185 | ABQ 0071 | Albuquerque |  | JDS Uniphase |  | HA9W2+20KFP1 | Optical Attenuator
6367 | 100783 | ABQ 1126 | Albuquerque | ABQ-7 | JDS Uniphase |  | HA9W2+20KSP1 | Optical Attenuator
6189 | E380148 | TW_EE_178 | Albuquerque |  | JDS Uniphase |  | JSDU main frame | JSDU main frame - (1)
EXP1124 |  | ABQ 3284 | Albuquerque | ABQ-2 | JDS Uniphase |  | MAP +200 | Benchtop Mainframe
EXP1130 |  | ABQ 3278 | Albuquerque | ABQ-2 | JDS Uniphase |  | MAP +2B00 | Benchtop Mainframe
6107 |  | TW_EE_183 | Albuquerque |  | JDS Uniphase | JDS Uniphase | MAP+1111110 | JDSU MAP chassis - (1)
EXP1129 |  | ABQ 3269 | Albuquerque | ABQ-2 | JDS Uniphase |  | MAP+2B00 | Benchtop Mainframe
6110 | E432146 | TW_EE_187 | Albuquerque |  | JDS Uniphase |  | MAP+2M00 | JDSU MAP chassis - (1)
EXP1122 |  | ABQ 3286 | Albuquerque | ABQ-2 | JDS Uniphase |  | MAPA+2329190SC | 62um Attenuator W/Mon
EXP1125 |  | ABQ 3270 | Albuquerque | ABQ-2 | JDS Uniphase |  | MAPA+2329190SC | Optical Attenuator Plugin
6112 | E432148 | TW_EE_189 | Albuquerque |  | JDS Uniphase |  | MAPA+23291X0FP | MM attenuator - (1)
6109 |  | TW_EE_185 | Albuquerque |  | JDS Uniphase | JDS Uniphase | MAPA+2370200FP | SM attenuator dual set - (1)
6190 |  | TW_EE_179 | Albuquerque |  | JDS Uniphase | JDS Uniphase | MAPA-23 | Optical attenuator module - (1)
6108 |  | TW_EE_184 | Albuquerque |  | JDS Uniphase | JDS Uniphase | MAPM+1P2 | POWER METER
EXP1566 |  | EDP 135 | Albuquerque | ABQ-7 | JDS UNIPHASE |  | MAPM+2PS11 | POWER METER
EXP1126 |  | ABQ 3271 | Albuquerque | ABQ-2 | JDS Uniphase |  | MAPS+1K28104L1FP | Optical Switch Plugin
EXP1123 |  | ABQ 3285 | Albuquerque | ABQ-2 | JDS Uniphase |  | MAPS+1K28204L1FP | 2x4 Channel 62um Optical Switch
EXP1127 |  | ABQ 3279 | Albuquerque | ABQ-2 | JDS Uniphase |  | MAPS+1K28204L1FP | Optical Switch Plugin
EXP1128 |  | ABQ 3280 | Albuquerque | ABQ-2 | JDS Uniphase |  | MAPS+1K-Z080 | Optical Switch Plugin
EXP1568 |  | ABQ 2711 | Albuquerque | ABQ-7 | JDS UNIPHASE |  | MAPS+1W152A1FP | OPTICAL SWITCH PLUGIN
EXP1574 |  | ABQ 2712 | Albuquerque | ABQ-7 | JDS UNIPHASE |  | MAPS+1W73221FP | OPTICAL SWITCH PLUGIN
6229 |  | TW_EE_186 | Albuquerque |  | JDS Uniphase | JDS Uniphase | MAPS+1W73241FP | SM switch 1x4 dual set - (1)
EXP1570 |  | ABQ 2709 | Albuquerque | ABQ-7 | JDS UNIPHASE |  | MAPS+1W732A1FP | OPTICAL SWITCH PLUGIN
EXP1571 |  | ABQ 2707 | Albuquerque | ABQ-7 | JDS UNIPHASE |  | MAPS+1W732A1FP | OPTICAL SWITCH PLUGIN
EXP1573 |  | ABQ 2710 | Albuquerque | ABQ-7 | JDS UNIPHASE |  | MAPS+1W732A1FP | OPTICAL SWITCH PLUGIN
6111 | E432147 | TW_EE_188 | Albuquerque |  | JDS Uniphase |  | MAPS+2W26141FP | MM switch 1x4 - (1)
6192 |  | TW_EE_181 | Albuquerque |  | JDS Uniphase | JDS Uniphase | Optical switch | Optical meter module - (1)
6191 |  | TW_EE_180 | Albuquerque |  | JDS Uniphase | JDS Uniphase | Optical switch | Optical switch module - (1)
6193 |  | TW_EE_182 | Albuquerque |  | JDS Uniphase | JDS Uniphase | Optical switch | Optical switch module - (1)
4903 | 100548 | ABQ 2461 | Albuquerque | ABQ-7 | JDS Uniphase |  | RM3950+1FA100 | Backreflection Meter
EXP1378 |  | ABQ 246 | Albuquerque | ABQ-3 | JDS Uniphase |  | SB | 1X16 Optical Switch
4761 | 100128 | ABQ 0213 | Albuquerque | ABQ-2 | JDS Uniphase |  | SB Series | Fiber Optic Switch
5199 | 100554 | ABQ 0392 | Albuquerque | ABQ-2 | JDS Uniphase |  | SB Series | Fiber Optic Switch
5301 | 100174 | ABQ 3268 | Albuquerque | ABQ-2 | JDS Uniphase |  | SB Series | Fiber Optic Switch
4687 | 100555 | ABQ 0202 | Albuquerque | ABQ-2 | JDS Uniphase |  | SB1C10161+22AB000FP | Fiber Optic Switch
5180 | 100124 | ABQ 0195 | Albuquerque | ABQ-2 | JDS Uniphase |  | SB1C10161+22XB000FP | SB Series Optical Switch
5192 | 100632 | ABQ 0289 | Albuquerque | ABQ-2 | JDS Uniphase |  | SB1C10161+22XB000FP | SB Series Optical Switch
EXP1572 | 100228 | ABQ 035 | Albuquerque | ABQ-7 | JDS Uniphase |  | SC1C004+12BLFP | Programmable Optical Switch
EXP1563 | 100201 | EFO 180 | Albuquerque | ABQ-7 | JDS Uniphase |  | SV1C004+12BLFP | Programmable Optical Switch
EXP1565 | 100187 | ABQ 048 | Albuquerque | ABQ-7 | JDS Uniphase |  | SV1C004+12BLFP | Programmable Optical Switch
EXP1567 | 100203 | ABQ 036 | Albuquerque | ABQ-7 | JDS Uniphase |  | SV1C004+12BLFP | Programmable Optical Switch
EXP1569 | 100227 | ABQ 037 | Albuquerque | ABQ-7 | JDS Uniphase |  | SV1C004+12BLFP | Programmable Optical Switch
5200 | 100553 | ABQ 0395 | Albuquerque | ABQ-7 | JDS Uniphase |  | VA42G+1KFP20 | VA4 Series Optical Attenuator
EXP1131 |  | ABQ 3246 | Albuquerque | ABQ-2 | JGR Optics |  | BR5-8300-5-50FA | Backreflection Meter, 50um 850nm
4699 | 201128 | ESV 0025 | Albuquerque |  | JH Technologies, Inc |  | ACE | Fiber Optic Light Illuminator
6113 | E431018 | TW_EE_191 | Albuquerque |  | Jusleader |  | Meiji EMZ-8TR | Microscope with camera - (1)
4702 | 100330 | ABQ 0362 | Albuquerque | ABQ-2 | K&S |  | 4524 | Wire Bonder
6353 | 201467 | ABQ 2072 | Albuquerque | ABQ-2 | K&S |  | 8028 | Wire Bonder, Needs Repair.
5079 | 201202 | ABQ 3096 | Albuquerque | ABQ-2 | K&S |  | 4523A | Wire Bonder
6388 | 200058 | EOD 0365 | Albuquerque |  | K&S |  | 982-6 Plus | Dicing Saw
4745 | 100560 | ABQ 1663 | Albuquerque | ABQ-2 | K&S |  | Datacon 2200apm | Die Placement System
5356 | 200985 | EOD 0332 | Albuquerque |  | Kampro |  | 0 | Digital Camera
4967 | 200227 | EOD 0418 | Albuquerque | ABQ-1 | Karl Suss |  | Cluster | Cluster Tool
6389 |  | EOD 0170 | Albuquerque |  | Karl Suss |  | MJB 3 | Mask Aligner
4728 | 200094 | EOD 0448 | Albuquerque | ABQ-7 | Keithley |  | 236 | Source Measure Unit
EXP1575 | 100905 | DWG 066 | Albuquerque | ABQ-7 | KEITHLEY |  | 485 | AUTORANGING PICOAMMETER
5383 | 201534 | DWG 0117 | Albuquerque |  | Keithley |  | 617 | Programmable Electrometer
5241 | 200023 | ABQ 1018 | Albuquerque | ABQ-7 | Keithley |  | 706 | Scanner
4632 | 200567 | EOD 0022 | Albuquerque |  | Keithley |  | 2000 | Multimeter
4678 | 201929 | ABQ 1702 | Albuquerque |  | Keithley |  | 2000 | Multimeter
4874 | 200938 | ABQ 0954 | Albuquerque |  | Keithley |  | 2000 | Multimeter
5224 | 200920 | ABQ 0780 | Albuquerque |  | Keithley |  | 2000 | Multimeter
5315 | 200528 | EOD 0560 | Albuquerque |  | Keithley |  | 2000 | Multimeter
5460 | 2501 | EOD 0024 | Albuquerque |  | Keithley |  | 2000 | Multimeter
5517 | 100718 | ABQ 1515 | Albuquerque |  | Keithley |  | 2000 | Multimeter
5571 | 200109 | EOD 0507 | Albuquerque |  | Keithley |  | 2000 | Multimeter
4604 | 200531 | ABQ 3137 | Albuquerque | ABQ-2 | Keithley |  | 2000 | Multimeter
4689 | 100715 | ABQ 1508 | Albuquerque | ABQ-3 | Keithley |  | 2000 | Multimeter
5269 | 400017 | ABQ 2221 | Albuquerque | ABQ-1 | Keithley |  | 2000 | Multimeter
5311 | 200085 | ABQ 3103 | Albuquerque | ABQ-2 | Keithley |  | 2000 | Multimeter
5312 | 200086 | ABQ 3238 | Albuquerque | ABQ-3 | Keithley |  | 2000 | Multimeter
5388 | 2499 | ABQ 3125 | Albuquerque | ABQ-2 | Keithley |  | 2000 | Multimeter
5415 | 200022 | ABQ 3345 | Albuquerque | ABQ-2 | Keithley |  | 2000 | Multimeter
5432 | 200501 | ABQ 3130 | Albuquerque | ABQ-2 | Keithley |  | 2000 | Multimeter
5437 |  | EOD 0676 | Albuquerque | ABQ-2 | Keithley | Keithley | 2000 | Multimeter
5441 | 200963 | ABQ 3339 | Albuquerque | ABQ-2 | Keithley |  | 2000 | Multimeter
5478 | 200508 | ABQ 3122 | Albuquerque | ABQ-2 | Keithley |  | 2000 | Multimeter
5491 | 200937 | ABQ 3118 | Albuquerque | ABQ-4 | Keithley |  | 2000 | Multimeter
5574 | 200543 | ABQ 3119 | Albuquerque | ABQ-4 | Keithley |  | 2000 | Multimeter
5575 | 200534 | ABQ 3120 | Albuquerque | ABQ-4 | Keithley |  | 2000 | Multimeter
5576 | 200925 | EOD 0785 | Albuquerque | ABQ-4 | Keithley |  | 2000 | Multimeter
6368 | 200526 | EOD 0558 | Albuquerque | ABQ-7 | Keithley |  | 2000 | Multimeter
EXP1141 |  | ABQ 3014 | Albuquerque | ABQ-2 | Keithley |  | 2000 | Multimeter
EXP1380 | 200575 | EOD 513 | Albuquerque | ABQ-3 | Keithley |  | 2000 | Multimeter
EXP1381 |  | EOD 011 | Albuquerque | ABQ-3 | Keithley |  | 2000 | Multimeter
EXP1474 |  | ABQ 3027 | Albuquerque | ABQ-4 | Keithley |  | 2000 | Multimeter
EXP1476 |  |  | Albuquerque | ABQ-4 | Keithley |  | 2000 | Multimeter
EXP1477 |  |  | Albuquerque | ABQ-4 | Keithley |  | 2000 | Multimeter
EXP1478 |  |  | Albuquerque | ABQ-4 | Keithley |  | 2000 | Multimeter
4828 | 100143 | ABQ 0651 | Albuquerque |  | Keithley |  | 2400 | Source Meter
4758 | 201039 | EOD 0961 | Albuquerque | ABQ-1 | Keithley |  | 2400 | Source Meter
6138 | E409323 | TW_EE_193 | Albuquerque |  | KEITHLEY |  | 2400 | Source Meter - (1)
4588 | 201033 | EOD 0927 | Albuquerque |  | Keithley |  | 2400 | SourceMeter
5271 | 200502 | ABQ 2230 | Albuquerque |  | Keithley |  | 2400 | SourceMeter
5467 | 100025 | ABQ 0840 | Albuquerque |  | Keithley |  | 2400 | SourceMeter
4621 | 100400 | ABQ 0419 | Albuquerque | ABQ-2 | Keithley |  | 2400 | SourceMeter
4624 | 100714 | ABQ 1507 | Albuquerque | ABQ-4 | Keithley |  | 2400 | SourceMeter
4634 | 200922 | EOD 0782 | Albuquerque | ABQ-1 | Keithley |  | 2400 | SourceMeter
4725 | 201955 | ABQ 1761 | Albuquerque | ABQ-2 | Keithley |  | 2400 | SourceMeter
4785 | 100396 | ABQ 0645 | Albuquerque | ABQ-2 | Keithley |  | 2400 | SourceMeter
4875 | 2494 | EOD 0010 | Albuquerque | ABQ-7 | Keithley |  | 2400 | SourceMeter
4917 | 201994 | ABQ 1822 | Albuquerque | ABQ-2 | Keithley |  | 2400 | SourceMeter
5246 | 201337 | ABQ 1321 | Albuquerque | ABQ-3 | Keithley |  | 2400 | SourceMeter
5253 | 100980 | ABQ 1665 | Albuquerque | ABQ-6 | Keithley |  | 2400 | SourceMeter
5316 | 200542 | ABQ 3220 | Albuquerque | ABQ-2 | Keithley |  | 2400 | SourceMeter
5338 | 200112 | EOD 0510 | Albuquerque | ABQ-4 | Keithley |  | 2400 | SourceMeter
5371 | 200076 | ABQ 2352 | Albuquerque | ABQ-2 | Keithley |  | 2400 | SourceMeter
5384 | 201684 | DWG 0288 | Albuquerque | ABQ-2 | Keithley |  | 2400 | SourceMeter
5420 | 200106 | ABQ 3353 | Albuquerque | ABQ-2 | Keithley |  | 2400 | SourceMeter
5439 |  | ABQ 3132 | Albuquerque | ABQ-2 | Keithley | Keithley | 2400 | SourceMeter
5451 | 2496 | ABQ 3133 | Albuquerque | ABQ-2 | Keithley |  | 2400 | SourceMeter
5461 | 200525 | EOD 0641 | Albuquerque | ABQ-4 | Keithley |  | 2400 | SourceMeter
5489 | 200521 | EOD 0559 | Albuquerque | ABQ-4 | Keithley |  | 2400 | SourceMeter
5490 | 200504 | EOD 0575 | Albuquerque | ABQ-4 | Keithley |  | 2400 | SourceMeter
5529 | 201990 | ABQ 1802 | Albuquerque | ABQ-4 | Keithley |  | 2400 | SourceMeter
EXP1135 | 100977 | ABQ 1661 | Albuquerque | ABQ-2 | Keithley |  | 2400 | Sourcemeter
EXP1379 |  | EOD 028 | Albuquerque | ABQ-3 | Keithley |  | 2400 | SourceMeter
EXP1383 |  | ABQ 3048 | Albuquerque | ABQ-3 | Keithley |  | 2400 | SourceMeter
EXP1386 |  | ABQ 3043 | Albuquerque | ABQ-3 | Keithley |  | 2400 | SourceMeter
EXP1471 |  | ABQ 3028 | Albuquerque | ABQ-4 | Keithley |  | 2400 | SourceMeter
EXP1472 |  | ABQ 3029 | Albuquerque | ABQ-4 | Keithley |  | 2400 | SourceMeter
EXP1473 |  | ABQ 3030 | Albuquerque | ABQ-4 | Keithley |  | 2400 | SourceMeter
6140 |  | TW_EE_200 | Albuquerque |  | KEITHLEY | KEITHLEY | 6487 | Picoammeter with 500 Voltage Source - (1)
EXP1132 |  |  | Albuquerque | ABQ-2 | Keithley |  | 7001 | Switch
EXP1133 |  |  | Albuquerque | ABQ-2 | Keithley |  | 7001 | Switch
EXP1136 | 200088 | EOD 397 | Albuquerque | ABQ-2 | Keithley |  | 7001 | Switch
EXP1139 |  |  | Albuquerque | ABQ-2 | Keithley |  | 7001 | Switch
4877 | 200947 | EOD 0804 | Albuquerque |  | Keithley |  | 7001 | Switch System
4803 | 200111 | EOD 0509 | Albuquerque | ABQ-3 | Keithley |  | 7001 | Switch System
5426 | 200269 | EOD 0617 | Albuquerque | ABQ-2 | Keithley |  | 7001 | Switch System
5436 |  | EOD 0673 | Albuquerque | ABQ-2 | Keithley | Keithley | 7001 | Switch System
5438 | 200946 | EOD 0678 | Albuquerque | ABQ-2 | Keithley |  | 7001 | Switch System
5445 | 200921 | ABQ 3340 | Albuquerque | ABQ-2 | Keithley |  | 7001 | Switch System
EXP1475 |  |  | Albuquerque | ABQ-4 | Keithley |  | 7001 | Switch System
5484 | 200524 | ABQ 0997 | Albuquerque | ABQ-4 | Keithley |  | 7002 | Switch System
5236 | 200928 | ABQ 0912 | Albuquerque | ABQ-7 | Keithley |  | 197A | Microvolt DMM
4756 | 400058 | ABQ 2254 | Albuquerque |  | Keithley |  | 7116-MWS | 16 Channel Microwave Switch
5183 | 100134 | ABQ 0259 | Albuquerque |  | Keithley |  | 7116-mws | 16 Channel Microwave Switch
5206 | 100138 | ABQ 0431 | Albuquerque |  | Keithley |  | 7116-mws | 16 Channel Microwave Switch
5355 | 400463 | ABQ 2383 | Albuquerque |  | Keithley |  | 7116-mws | 16 Channel Microwave Switch
4757 | 400059 | ABQ 2255 | Albuquerque | ABQ-3 | Keithley |  | 7116-MWS | 16 Channel Microwave Switch
4765 | 100241 | ABQ 0233 | Albuquerque | ABQ-1 | Keithley |  | 7116-MWS | 16 Channel Microwave Switch
4779 | 100240 | ABQ 0237 | Albuquerque | ABQ-1 | Keithley |  | 7116-MWS | 16 Channel Microwave Switch
5013 | 100135 | ABQ 0298 | Albuquerque | ABQ-7 | Keithley |  | 7116-mws | 16 Channel Microwave Switch
5177 | 100048 | ABQ 0093 | Albuquerque | ABQ-7 | Keithley |  | 7116-mws | 16 Channel Microwave Switch
5179 | 100061 | ABQ 0099 | Albuquerque | ABQ-7 | Keithley |  | 7116-mws | 16 Channel Microwave Switch
5182 | 100155 | ABQ 0257 | Albuquerque | ABQ-7 | Keithley |  | 7116-mws | 16 Channel Microwave Switch
5277 | 400091 | ABQ 2295 | Albuquerque | ABQ-7 | Keithley |  | 7116-mws | 16 Channel Microwave Switch
5349 | 100026 | ABQ 0215 | Albuquerque | ABQ-7 | Keithley |  | 7116-mws | 16 Channel Microwave Switch
6413 | 100222 | ABQ 0244 | Albuquerque | ABQ-7 | Keithley |  | 7116-mws | 16 Channel Microwave Switch
6415 | 100251 | ABQ 0615 | Albuquerque | ABQ-7 | Keithley |  | 7116-mws | 16 Channel Microwave Switch
6416 | 100242 | ABQ 0619 | Albuquerque | ABQ-7 | Keithley |  | 7116-mws | 16 Channel Microwave Switch
6430 | 100224 | ABQ 0240 | Albuquerque | ABQ-7 | Keithley |  | 7116-mws | 16 Channel Microwave Switch
4729 | 100702 | ABQ 0508 | Albuquerque |  | Kenmore |  | 253 | Freezer
5205 | 100705 | ABQ 0429 | Albuquerque |  | Kepco |  | BOP 20-10M | Bipolar Operational Power Supply/Amplifier
EXP1142 |  | ABQ 331 | Albuquerque | ABQ-2 | Kewaunee |  | 6' | Kewaunee 6' Lighted Work Station
EXP1143 |  | ABQ 3059 | Albuquerque | ABQ-2 | Kewaunee Scientific |  | 6' | Lyon 6' work station
EXP1018 |  | ABQ 321 | Albuquerque | ABQ-1 | Kewaunee Scientific |  | NA | Workstation/Table
EXP1144 |  | ABQ 3061 | Albuquerque | ABQ-2 | Kinetic Systems |  | Vibraplane 120943-04-0826
EXP1389 |  | ABQ 821 | Albuquerque | ABQ-3 | Labsphere |  | SDA-6 | Integrated Sphere
5340 | 100337 | ABQ 0478 | Albuquerque |  | Leica |  | GZ4 | Microscope
EXP1599 | 201196 | ABQ 3193 | Albuquerque | ABQ-3 | Leica |  | MZ6 | Leica MZ6 Microscope
5346 | 201207 | ABQ 3233 | Albuquerque | ABQ-2 | Leica |  | MZ6 | Microscooe
4613 | 201198 | ABQ 3311 | Albuquerque | ABQ-2 | Leica |  | MZ6 | Microscope
4615 | 201158 | ABQ 3308 | Albuquerque | ABQ-2 | Leica |  | MZ6 | Microscope
4807 | 201203 | ESV 0111 | Albuquerque | ABQ-3 | Leica |  | MZ6 | Microscope
4831 | 201165 | ESV 0069 | Albuquerque | ABQ-1 | Leica |  | MZ6 | Microscope
EXP1145 |  | ABQ 3306 | Albuquerque | ABQ-2 | Leica |  | MZ-8 | Microscope
EXP1390 | 100307 | ABQ 329 | Albuquerque | ABQ-3 | Leica |  | MZ9.5 | Microscope
5238 | 100315 | ABQ 0948 | Albuquerque | ABQ-1 | Leica |  | MZ95 | Microscope
EXP1391 |  | ABQ 1778 | Albuquerque | ABQ-3 | Leica |  | Stereo Zoom 4 | Microscope
4597 | 100751 | ABQ 0441 | Albuquerque |  | Leica |  | Zoom 2000 | Microscope
4846 | 201343 | ABQ 1343 | Albuquerque |  | Leica |  | Zoom 2000 | Microscope
4619 | 100750 | ABQ 0450 | Albuquerque | ABQ-1 | Leica |  | Zoom 2000 | Microscope
4636 | 100543 | ABQ 0334 | Albuquerque | ABQ-2 | Leica |  | Zoom 2000 | Microscope
4642 | 100170 | ABQ 0446 | Albuquerque | ABQ-2 | Leica |  | Zoom 2000 | Microscope
4838 | 100340 | ABQ 0445 | Albuquerque | ABQ-3 | Leica |  | Zoom 2000 | Microscope
5019 | 100763 | ABQ 1051 | Albuquerque | ABQ-3 | Leica |  | Zoom 2000 | Microscope
5155 | 100762 | ABQ 1050 | Albuquerque | ABQ-3 | Leica |  | Zoom 2000 | Microscope
5457 | 400988 | ABQ 1430 | Albuquerque | ABQ-2 | Leica |  | zoom 2000 | Microscope
5476 | 100341 | EFO 0356 | Albuquerque |  | Leitz |  | SM-LUX HL | Microscope
4693 | 200603 | ABQ 3277 | Albuquerque | ABQ-2 | Lindberg/Blue |  | MO1420COMPA-1 | Oven
4791 | 100968 | ABQ 1644 | Albuquerque | ABQ-2 | Lindberg/Blue |  | MO1420COMPA-1 | Oven
4923 | 201688 | DWG 0301 | Albuquerque |  | Lindberg/Blue |  | MO1420P3A | Oven
5568 | 200013 | EOD 0388 | Albuquerque |  | Lindberg/Blue |  | MO1440P3A-1 | Oven
5557 | 200002 | ABQ 3180 | Albuquerque | ABQ-4 | Lindberg/Blue |  | MO1440P3A-1 | Oven
5558 | 200003 | ABQ 3182 | Albuquerque | ABQ-4 | Lindberg/Blue |  | MO1440P3A-1 | Oven
5559 | 200004 | ABQ 3179 | Albuquerque | ABQ-4 | Lindberg/Blue |  | MO1440P3A-1 | Oven
5560 | 200005 | ABQ 3189 | Albuquerque | ABQ-4 | Lindberg/Blue |  | MO1440P3A-1 | Oven
5561 | 200006 | ABQ 3186 | Albuquerque | ABQ-4 | Lindberg/Blue |  | MO1440P3A-1 | Oven
5562 | 200007 | ABQ 3184 | Albuquerque | ABQ-4 | Lindberg/Blue |  | MO1440P3A-1 | Oven
5563 | 200008 | ABQ 3188 | Albuquerque | ABQ-4 | Lindberg/Blue |  | MO1440P3A-1 | Oven
5564 | 200009 | ABQ 3181 | Albuquerque | ABQ-4 | Lindberg/Blue |  | MO1440P3A-1 | Oven
5565 | 200010 | ABQ 3185 | Albuquerque | ABQ-4 | Lindberg/Blue |  | MO1440P3A-1 | Oven
5566 | 200011 | ABQ 3104 | Albuquerque | ABQ-4 | Lindberg/Blue |  | MO1440P3A-1 | Oven
5567 | 200012 | ABQ 3183 | Albuquerque | ABQ-4 | Lindberg/Blue |  | MO1440P3A-1 | Oven
5521 | 100938 | ABQ 1610 | Albuquerque | ABQ-4 | Lindberg/Blue |  | MO1450A-1 | Oven
5522 | 100939 | ABQ 1611 | Albuquerque | ABQ-4 | Lindberg/Blue |  | MO1450A-1 | Oven
5545 | 2566 | ABQ 3176 | Albuquerque | ABQ-4 | Lindberg/Blue | Lindberg/Blue | MO1450P3A-1 | Oven
5546 | 2567 | ABQ 3175 | Albuquerque | ABQ-4 | Lindberg/Blue | Lindberg/Blue | MO1450P3A-1 | Oven
5549 | 2573 | ABQ 3174 | Albuquerque | ABQ-4 | Lindberg/Blue | Lindberg/Blue | MO1450P3A-1 | Oven
5550 | 2574 | ABQ 3173 | Albuquerque | ABQ-4 | Lindberg/Blue | Lindberg/Blue | MO1450P3A-1 | Oven
5551 | 2575 | ABQ 3169 | Albuquerque | ABQ-4 | Lindberg/Blue | Lindberg/Blue | MO1450P3A-1 | Oven
5552 | 2576 | ABQ 3168 | Albuquerque | ABQ-4 | Lindberg/Blue | Lindberg/Blue | MO1450P3A-1 | Oven
5553 | 2577 | ABQ 3170 | Albuquerque | ABQ-4 | Lindberg/Blue | Lindberg/Blue | MO1450P3A-1 | Oven
5554 | 2578 | ABQ 3171 | Albuquerque | ABQ-4 | Lindberg/Blue | Lindberg/Blue | MO1450P3A-1 | Oven
5555 | 2579 | ABQ 3172 | Albuquerque | ABQ-4 | Lindberg/Blue | Lindberg/Blue | MO1450P3A-1 | Oven
5556 | 200001 | ABQ 3187 | Albuquerque | ABQ-4 | Lindberg/Blue |  | MO1450P3A-1 | Oven
5017 | 100759 | ABQ 0865 | Albuquerque |  | Lindberg/Blue |  | MO1490A-1 | Oven
6425 | 100673 | ABQ 0589 | Albuquerque | ABQ-1 | Lindberg/Blue |  | Stabil-Therm | Oven
EXP1392 | 200179 | EOD 498 | Albuquerque | ABQ-3 | Lindberg/Blue |  | STF55666C | Tube Furnace OXF01
4949 | 400980 | EOD 0084 | Albuquerque | ABQ-2 | Logitech |  | 0 | granite master flat
4953 | 200581 | EOD 0709 | Albuquerque |  | Logitech |  | 1LP52 | Lapping System
EXP1148 |  | ABQ 3106 | Albuquerque | ABQ-2 | Logitech |  | NA | 9"X6" Granite Block
EXP1147 | 400981 | EOD 431 | Albuquerque | ABQ-2 | Logitech |  | NA | Dial Indicator
5211 | 100362 | ABQ 0523 | Albuquerque | ABQ-1 | Lyon |  | 0 | 6ft Work Bench
5610 | 6 | ABQ 0332 | Albuquerque | ABQ-4 | Lyon |  | 0 | 6ft Work Bench
5608 | 100359 | ABQ 0369 | Albuquerque | ABQ-3 | Lyon |  | 0 | Cabinet
5186 | 100377 | ABQ 0277 | Albuquerque | ABQ-3 | Lyon |  | 0 | Metal Cabinet
5187 | 100380 | ABQ 0278 | Albuquerque | ABQ-3 | Lyon |  | 0 | Metal Cabinet
5188 | 100378 | ABQ 0279 | Albuquerque | ABQ-3 | Lyon |  | 0 | Metal Cabinet
5189 | 100381 | ABQ 0280 | Albuquerque | ABQ-3 | Lyon |  | 0 | Metal Cabinet
5196 | 100379 | ABQ 0314 | Albuquerque | ABQ-1 | Lyon |  | 0 | Metal Cabinet
EXP1021 |  | EOD 910 | Albuquerque | ABQ-1 | Lyon |  | 3' | Workstation/Table
EXP1152 |  | ABQ 3151 | Albuquerque | ABQ-2 | Lyon |  | 3' | Workstation/Table
EXP1479 |  | ABQ 3154 | Albuquerque | ABQ-4 | Lyon |  | 3' | Workstation/Table
EXP1156 |  | ABQ 3063 | Albuquerque | ABQ-2 | Lyon |  | 5' | 5' Workstation/Bench
EXP1155 |  | ABQ 3072 | Albuquerque | ABQ-2 | Lyon |  | 6' | Work Bench
EXP1020 |  | EOD 908 | Albuquerque | ABQ-1 | Lyon |  | 6' | Workstation/Table
EXP1480 |  | ABQ 3164 | Albuquerque | ABQ-4 | Lyon |  | 6' | Workstation/Table
EXP1481 |  | ABQ 3155 | Albuquerque | ABQ-4 | Lyon |  | 6' | Workstation/Table
EXP1482 |  | ABQ 3157 | Albuquerque | ABQ-4 | Lyon |  | 6' | Workstation/Table
EXP1483 |  | ABQ 3161 | Albuquerque | ABQ-4 | Lyon |  | 6' | Workstation/Table
EXP1484 |  | ABQ 3158 | Albuquerque | ABQ-4 | Lyon |  | 6' | Workstation/Table
EXP1393 |  | ABQ 36166 | Albuquerque | ABQ-3 | Lyon |  | 6" | Workstation/Table
EXP1150 |  | ABQ 3141 | Albuquerque | ABQ-2 | Lyon |  | L1 | 6' Work Bench
EXP1154 |  | ABQ 3145 | Albuquerque | ABQ-2 | Lyon |  | L1 | 6' Workbench/Table
EXP1158 |  | ABQ 350 | Albuquerque | ABQ-2 | Lyon |  | NA | 6' Workbench/Table
EXP1163 |  | ABQ 3071 | Albuquerque | ABQ-2 | Lyon |  | NA | 6' Workbench/Table
EXP1162 |  | ABQ 3057 | Albuquerque | ABQ-2 | Lyon |  | NA | Lyon 3' work station
EXP1394 | 100376 | ABQ 870 | Albuquerque | ABQ-3 | Lyon |  | NA | Storage Cabinet
EXP1019 |  | EOD 956 | Albuquerque | ABQ-1 | Lyon |  | NA | Workstation/Table
EXP1149 |  | EOD 952 | Albuquerque | ABQ-2 | Lyon |  | NA | Workstation/Table
EXP1151 |  | ABQ 3144 | Albuquerque | ABQ-2 | Lyon |  | NA | Workstation/Table
EXP1153 |  | ABQ 3146 | Albuquerque | ABQ-2 | Lyon |  | NA | Workstation/Table
EXP1157 |  | EOD 954 | Albuquerque | ABQ-2 | Lyon |  | NA | Workstation/Table
EXP1159 |  | ABQ 3150 | Albuquerque | ABQ-2 | Lyon |  | NA | Workstation/Table
EXP1160 |  | ABQ 3148 | Albuquerque | ABQ-2 | Lyon |  | NA | Workstation/Table
EXP1161 |  | EOD 953 | Albuquerque | ABQ-2 | Lyon |  | NA | Workstation/Table
EXP1164 |  | ABQ 3149 | Albuquerque | ABQ-2 | Lyon |  | NA | Workstation/Table
EXP1165 |  | ABQ 3147 | Albuquerque | ABQ-2 | Lyon |  | NA | Workstation/Table
EXP1395 |  | ABQ 3058 | Albuquerque | ABQ-3 | Lyon |  | NA | Workstation/Table
EXP1022 | 401993 | ABQ 2493 | Albuquerque | ABQ-1 | Mactronix |  | WLR-400 | Wafer Lifter
EXP1396 |  | ABQ 410 | Albuquerque | ABQ-3 | Mastech |  | HY3003 | DC Power Supply
EXP1485 |  | ABQ 302 | Albuquerque | ABQ-4 | Mastech |  | HY3003 | DC Power Supply
EXP1486 |  | ABQ 316 | Albuquerque | ABQ-4 | Mastech |  | HY3003 | DC Power Supply
4972 | 200582 | EOD 0710 | Albuquerque | ABQ-1 | Matrix |  | 105 | Stripper
5110 | 200242 | ABQ 3325 | Albuquerque | ABQ-2 | Matrix |  | System One | Stripper
6141 | E451660 | TW_EE_202 | Albuquerque |  | Mellanox |  | F-X430044 | MT2400 24 ports 6xIB switch - (1)
4878 | 2647 | ABQ 0871 | Albuquerque | ABQ-3 | Melles Griot |  | 13PEM001 | Broadband power/energy meter
4663 | 100399 | ABQ 0658 | Albuquerque | ABQ-2 | Metronics |  | Multimeasure II | Optical Comparator
5166 | 100331 | EFO 0325 | Albuquerque |  | Mettler Toledo |  | AG245 | Scale
5175 | 400975 | ABQ 0632 | Albuquerque | ABQ-4 | Mettler Toledo |  | Viper MBPL 6 | Digital Scale
EXP1397 |  | ABQ 3381 | Albuquerque | ABQ-3 | Meyer |  | M-1 | Pin Gauge Set
5126 | 200576 | ABQ 0926 | Albuquerque | ABQ-3 | MG |  | 0 | Grade 2
EXP1398 |  | ABQ 3301 | Albuquerque | ABQ-3 | MG |  | 31959 | Gauge Blocks
4952 | 200122 | EOD 0471 | Albuquerque |  | Micro Automation |  | M140A | Mounting Station
4950 | 200051 | EOD 0358 | Albuquerque | ABQ-2 | Micro Automation |  | M-2066 | High Pressure Cleaning Station
EXP1172 |  | ABQ 3307 | Albuquerque | ABQ-2 | Micro Tech Instruments Inc. |  | LR92240 | Microscope Light Source
EXP1487 |  | DWG 253 | Albuquerque | ABQ-4 | Milwaukee |  | 6175 | 14" Abrasive Cutoff Machine
5395 | 2528 | ABQ 3359 | Albuquerque | ABQ-2 | Mitsubishi |  | 7000-20 | UPS
5399 |  | EOD 0061 | Albuquerque | ABQ-2 | Mitsubishi | Mitsubishi | 7000-20 | UPS
5400 | 2538 | EOD 0062 | Albuquerque | ABQ-2 | Mitsubishi |  | 7000-20 | UPS
5412 | 2554 | ABQ 3347 | Albuquerque | ABQ-2 | Mitsubishi |  | 7000-20 | UPS
4940 |  | ABQ 0931 | Albuquerque | ABQ-2 | Mitutoyo | Mitutoyo | 5430253 | Digital Indicator
EXP1401 |  | ABQ 1161 | Albuquerque | ABQ-3 | Mitutoyo |  | 122-101 | 0-25mm Micrometer
5163 | 401004 | ABQ 2628 | Albuquerque | ABQ-3 | Mitutoyo |  | 192-630-10 | 12" Height Gauge
EXP1400 |  | ABQ 2971 | Albuquerque | ABQ-3 | Mitutoyo |  | 293-334 | Micrometer
EXP1403 |  | ABQ 927 | Albuquerque | ABQ-3 | Mitutoyo |  | 293-722-30 | Digital Micrometer
EXP1404 | 201358 | ABQ 1371 | Albuquerque | ABQ-3 | Mitutoyo |  | BE1-35-3 | Gauge Block Set
EXP1402 |  | ABQ 714 | Albuquerque | ABQ-3 | Mitutoyo |  | CD-12C | Digital Caliper
EXP1399 |  | ABQ 3108 | Albuquerque | ABQ-3 | Mitutoyo |  | CD-6' CS | Digital Calipers
5495 | 100700 | ABQ 0164 | Albuquerque |  | Modern Optics |  | 0 | Isolation Table
4914 | 200253 | EOD 0530 | Albuquerque | ABQ-1 | Modular Process Technologies |  | RTP-600S | Thermal Processor
5082 | 100900 | DWG 0061 | Albuquerque |  | Monostat |  | 72-310-000 | Varistalic Pump
4879 | 100505 | ABQ 0067 | Albuquerque |  | Monroe Electronics |  | 268A | Charged Plate Analyzer
EXP1576 | 100915 | DWG 076 | Albuquerque | ABQ-7 | MTS Systemtechnik |  | KRE-3231-TFRU | Switch System
EXP1096 |  | ABQ 3315 | Albuquerque | ABQ-2 | NA | NA | 1500XL | Dispensing Unit
EXP1489 |  |  | Albuquerque | ABQ-4 | NA |  | 2 Shelf | ESD Cart
EXP1491 |  | ABQ 3159 | Albuquerque | ABQ-4 | NA |  | 3' | Workbench/Table
EXP1490 |  |  | Albuquerque | ABQ-4 | NA |  | 3 Shel | ESD Cart
EXP1492 |  |  | Albuquerque | ABQ-4 | NA |  | 4 Shelf | ESD Rack
EXP1493 |  |  | Albuquerque | ABQ-4 | NA |  | 4 Shelf | ESD RacK
EXP1488 |  | ABQ 3153 | Albuquerque | ABQ-4 | NA |  | 6' | Workstation/Table
EXP1175 | 400076 | NA | Albuquerque | ABQ-2 | NA |  | NA | 6"X6" Granite Block
EXP1173 |  | ABQ 3056 | Albuquerque | ABQ-2 | NA |  | NA | Metal Table
EXP1023 | 100807 |  | Albuquerque | ABQ-1 | NA |  | NA | Safe
EXP1176 |  | ABQ 3064 | Albuquerque | ABQ-2 | NA |  | NA | Workstation Bench
EXP1174 |  | ABQ 2043 | Albuquerque | ABQ-2 | NA |  | NA | Workstation/Table
EXP1406 |  | ABQ 3167 | Albuquerque | ABQ-3 | NA |  | NA | Workstation/Table
EXP1407 |  | ABQ 2068 | Albuquerque | ABQ-3 | NA |  | NA | Workstation/Table
EXP1024 |  |  | Albuquerque | ABQ-1 | Nano Metric |  | NA | Hall System
4927 | 200163 | EOD 0491 | Albuquerque | ABQ-1 | National Applicance Company |  | 5851 | Vacuum Oven
6270 |  | TW_EE_211 | Albuquerque |  | National Instruments | National Instruments | 778927-01 | GPIB-USB-HS, NI-488.2 for Windows Vista/2000/XP - (1)
6271 |  | TW_EE_212 | Albuquerque |  | National Instruments | National Instruments | 778927-01 | GPIB-USB-HS, NI-488.2 for Windows Vista/2000/XP - (1)
6272 |  | TW_EE_213 | Albuquerque |  | National Instruments | National Instruments | 778927-01 | GPIB-USB-HS, NI-488.2 for Windows Vista/2000/XP - (1)
EXP1577 |  | E 452273 | Albuquerque | ABQ-7 | NATIONAL INSTRUMENTS |  | NI PXI-1031 | 4-SLOT PXI CHASSIS
EXP1578 |  |  | Albuquerque | ABQ-7 | NATIONAL INSTRUMENTS |  | NI PXI-8331 | MXI-4
6194 | E452273 | TW_EE_208 | Albuquerque |  | National Instruments |  | PXI-1031 | PXI CASE - (1)
4897 |  | EQP L074 | Albuquerque |  | Neutronix | Neutronix | U.V.150 | Intergrating Radiometer
5034 | 100848 | DWG 0013 | Albuquerque | ABQ-7 | New Focus |  | 901 | Current Limited Power Supply
5044 | 201600 | DWG 0197 | Albuquerque | ABQ-3 | New Focus |  | 901 | Current Limited Power Supply
5223 | 200991 | ABQ 0778 | Albuquerque | ABQ-3 | New Focus |  | 901 | Current Limited Power Supply
EXP1579 |  | ABQ 274 | Albuquerque | ABQ-7 | NEW FOCUS |  | 0901 | CURRENT LIMITED POWER SUPPLY
EXP1408 | 100800 | ABQ 1143 | Albuquerque | ABQ-3 | New Focus |  | 1780 | Optical/Electrical Converter
4592 | 100697 | ABQ 0186 | Albuquerque |  | Newport |  | 0 | Isolation Table
4705 | 200968 | ABQ 1017 | Albuquerque | ABQ-2 | Newport |  | 0 | Isolation Table
5353 | 200982 | ABQ 0812 | Albuquerque | ABQ-3 | Newport |  | 0 | Isolation Table
4587 | 100559 | EFO 0867 | Albuquerque |  | Newport |  | 0 | Isolation Table Jig
4801 | 401225 | EDP 0720 | Albuquerque |  | Newport |  | 3150 | Temperature Controller
6357 | 401023 | ABQ 2789 | Albuquerque | ABQ-7 | Newport |  | 3150 | Temperature Controller
5257 | 201977 | ABQ 1788 | Albuquerque |  | Newport |  | 6000 | Laser Diode Controller
EXP1612 | 201997 | ABQ 1788 | Albuquerque | ABQ-3 | Newport |  | 6000 | Laser Diode Controller
5050 | 201655 | DWG 0259 | Albuquerque | ABQ-7 | Newport |  | 8000 | Modular Controller
6201 | E451657 | TW_EE_207 | Albuquerque |  | NEWPORT |  | 1930F | 1930F-IG-FC Optical Power Meter - (1)
6131 |  | TW_EE_204 | Albuquerque |  | NEWPORT | NEWPORT | 1930F-IG-FC | Power meter - (1)
EXP1413 |  |  | Albuquerque | ABQ-3 | Newport |  | 1930F-SL-FC | Power Meter
6170 |  | TW_EE_206 | Albuquerque |  | NEWPORT | NEWPORT | 1930F-SL-FC | Power meter - (1)
5006 | 201377 | DWG 0360 | Albuquerque | ABQ-1 | Newport |  | 2832C | Dual Channel Power Meter
4992 | 201680 | DWG 0284 | Albuquerque | ABQ-3 | Newport |  | 2832-c | Dual Channel Power Meter
5066 | 201752 | DWG 0382 | Albuquerque | ABQ-7 | Newport |  | 2832-c | Dual Channel Power Meter
EXP1026 |  | ABQ 2888 | Albuquerque | ABQ-1 | Newport |  | 818-IS | Optical Detector
EXP1027 |  | DWG 361 | Albuquerque | ABQ-1 | Newport |  | 818-IS-1 | Optical Detector
EXP1419 |  | DWG 088 | Albuquerque | ABQ-3 | Newport |  | 818-IS-1 | Optical Detector
EXP1420 |  | ABQ 1930 | Albuquerque | ABQ-3 | Newport |  | 818-ST | Optical Probe
EXP1416 | 100509 | ABQ 758 | Albuquerque | ABQ-3 | Newport |  | 8400-C | Optical Power Meter
4857 | 200095 | ABQ 0963 | Albuquerque | ABQ-3 | Newport |  | 840-c | Optical Power Meter
4858 | 2645 | EOD 0452 | Albuquerque | ABQ-3 | Newport |  | 840-c | Optical Power Meter
4880 | 100367 | ABQ 0834 | Albuquerque | ABQ-3 | Newport |  | 840-c | Optical Power Meter
6369 | 200562 | EOD 0518 | Albuquerque | ABQ-3 | Newport |  | 840-c | Optical Power Meter
EXP1414 | 100392 | ABQ 637 | Albuquerque | ABQ-3 | Newport |  | 840-C | Optical Power Meter
EXP1415 |  | ABQ 2471 | Albuquerque | ABQ-3 | Newport |  | AD-100 | Actuator
5307 | 201021 | EOD 0219 | Albuquerque | ABQ-3 | Newport |  | AD-200 | Amplified Detector
6093 | E451636 | ATPLX0977 | Albuquerque |  | NewPort |  | AD-200XR | O/E Converter
6094 | E450858 | ATPLX0947 | Albuquerque |  | NewPort |  | AD-200XR | O/E Converter
6095 | E389801 | ATPLX0970 | Albuquerque |  | NewPort |  | AD-200XR | O/E Converter
EXP1422 |  | ABQ 2475 | Albuquerque | ABQ-3 | Newport |  | AD-30 | Actuator
5347 | 100275 | ABQ 0122 | Albuquerque |  | Newport |  | D-30 | Detector
5348 | 100395 | ABQ 0123 | Albuquerque |  | Newport |  | D-30 | Detector
EXP1601 | 100191 | ABQ 121 | Albuquerque | ABQ-3 | Newport |  | D-30 | Photodetector
5280 | 400561 | ABQ 2469 | Albuquerque | ABQ-1 | Newport |  | ESA-CXA | Micro Drive Controller
5281 | 400562 | ABQ 2470 | Albuquerque | ABQ-1 | Newport |  | ESA-CXA | Micro Drive Controller
EXP1581 | 201000 | ABQ 951 | Albuquerque | ABQ-7 | Newport |  | ESA-CXA | MicroDriver Controller
EXP1494 | 400987 | ABQ 1001 | Albuquerque | ABQ-4 | Newport |  | ESP300 | Universal Motion Controller
EXP1410 |  |  | Albuquerque | ABQ-3 | Newport |  | FOPM-SL-02-25 | Fiber Optic Power Meter
EXP1411 |  |  | Albuquerque | ABQ-3 | Newport |  | FOPM-SL-02-25 | Fiber Optic Power Meter
EXP1412 |  |  | Albuquerque | ABQ-3 | Newport |  | FOPM-SL-02-25 | Fiber Optic Power Meter
EXP1417 |  |  | Albuquerque | ABQ-3 | Newport |  | FOPM-SL-02-25 | Fiber Optic Power Meter
EXP1418 |  |  | Albuquerque | ABQ-3 | Newport |  | FOPM-SL-02-25 | Fiber Optic Power Meter
EXP1421 |  |  | Albuquerque | ABQ-3 | Newport |  | FOPM-SL-02-25 | Fiber Optic Power Meter
EXP1580 |  |  | Albuquerque | ABQ-7 | NEWPORT |  | PM500-C | PRECISION MOTION CONTROLLER
6119 |  | TW_EE_261 | Albuquerque |  | Newport | Newport | PM-500-C | Precision Motion Controller - (1)
5212 | 100350 | ABQ 0524 | Albuquerque | ABQ-3 | Newport |  | RS 4000 | Isolation Table
5216 | 100351 | ABQ 0653 | Albuquerque | ABQ-1 | Newport |  | RS 4000 | Isolation Table
5226 | 2599 | ABQ 0818 | Albuquerque | ABQ-1 | Newport |  | RS 4000 | Isolation Table
EXP1025 | 2598 | ABQ 876 | Albuquerque | ABQ-1 | Newport |  | RS4000 | Vibration Isolation Table
EXP1409 | 200967 | ABQ 817 | Albuquerque | ABQ-3 | Newport |  | VH303W-OPT | Vibration Isolation Table
5363 | 200125 | EOD 145 | Albuquerque | ABQ-1 | Nikon |  | 0 | Microscope
5443 | 200599 | ABQ 3327 | Albuquerque | ABQ-2 | Nikon |  | 0 | Microscope
4962 | 400543 | EOD 0191 | Albuquerque | ABQ-1 | Nikon |  | Eclipse L150 | Microscope
5107 | 400541 | EOD 0178 | Albuquerque | ABQ-1 | Nikon |  | Eclipse L150 | Microscope
4982 | 400976 | EOD 0192 | Albuquerque | ABQ-1 | Nikon |  | NWL-641 | Wafer Handler
5109 | 400892 | EOD 0180 | Albuquerque | ABQ-1 | Nikon |  | NWL-641 | Wafer Handler
5419 | 200126 | EOD 0472 | Albuquerque |  | Nikon |  | Optiphot | Microscope
EXP1196 |  | ABQ 1996 | Albuquerque | ABQ-2 | Nikon |  | SMZ-2B | Microscope
4817 | Molex 26110 |  | Albuquerque |  | Nikon |  |  | Microscope
EXP1425 |  | DWG 470 | Albuquerque | ABQ-3 | Noyes |  | UFS2 | Video Fiber Scope
EXP1197 | 100983 | ABQ 1671 | Albuquerque | ABQ-2 | Noyes |  | VS300 | View Safe FiberScope
EXP1424 |  | ABQ 3388 | Albuquerque | ABQ-3 | Noyes |  | VS300 | View Safe Scope
EXP1495 |  |  | Albuquerque | ABQ-4 | NSF |  | 3 Shelf | LIVID ESD Rack
EXP1210 |  | ABQ 3037 | Albuquerque | ABQ-2 | Ocean Optics |  | HR2000 | Spectrometer
EXP1198 | 400533 | ABQ 2454 | Albuquerque | ABQ-2 | Ocean Optics |  | HR4000 | Spectrometer
EXP1201 | 200865 | ABQ 2159 | Albuquerque | ABQ-2 | Ocean Optics |  | HR4000 | Spectrometer
EXP1211 |  | ABQ 2940 | Albuquerque | ABQ-2 | Ocean Optics |  | HR4000 | Spectrometer
EXP1202 |  | ABQ 3079 | Albuquerque | ABQ-2 | Ocean Optics |  | PC2000 | ISA Spectrometer
EXP1204 |  | ABQ 3079 | Albuquerque | ABQ-2 | Ocean Optics |  | PC2000 | ISA Spectrometer
EXP1205 |  | ABQ 3080 | Albuquerque | ABQ-2 | Ocean Optics |  | PC2000 | ISA Spectrometer
EXP1206 |  | ABQ 3081 | Albuquerque | ABQ-2 | Ocean Optics |  | PC2000 | ISA Spectrometer
EXP1207 |  | ABQ 3082 | Albuquerque | ABQ-2 | Ocean Optics |  | PC2000 | ISA Spectrometer
EXP1208 |  | ABQ 3083 | Albuquerque | ABQ-2 | Ocean Optics |  | PC2000 | ISA Spectrometer
EXP1209 |  | ABQ 3084 | Albuquerque | ABQ-2 | Ocean Optics |  | PC2000 | ISA Spectrometer
5305 | 2644 | EOD 0129 | Albuquerque |  | Ocean Optics |  | ST2000 R.D | Multi-channel Fiber Optic Spectrometer system
EXP1426 |  | ABQ 197 | Albuquerque | ABQ-3 | Ohaus |  | 1G-500G | Brass Weight Set
5475 | 200099 | ABQ 0810 | Albuquerque | ABQ-4 | Olympus |  | 0 | Microscope
6421 | 100902 | ABQ 3296 | Albuquerque | ABQ-3 | Olympus |  | BH | Microscope
5225 | 200986 | ABQ 0811 | Albuquerque |  | Olympus |  | BX60M | Micrsocope
EXP1212 |  | ABQ 3324 | Albuquerque | ABQ-2 | Olympus |  | BX60MF5 | Metallurgical Microscope
EXP1427 |  | ABQ 453 | Albuquerque | ABQ-3 | Olympus |  | SZ30 | Microscope
EXP1496 |  | ABQ 3117 | Albuquerque | ABQ-4 | Omega |  | HH12 | Digital Thermometer
EXP1428 |  | ABQ 2549 | Albuquerque | ABQ-3 | Omega |  | HH309 | Data Logger Thermometer
EXP1028 |  | ABQ 3168 | Albuquerque | ABQ-1 | Omega |  | LHS-722A | Hotplate
EXP1582 |  | EOD 840 | Albuquerque | ABQ-7 | OMEGA |  | RH20C | TEMPERATURE & HUMIDITY METER
EXP1583 |  | ABQ 1966 | Albuquerque | ABQ-7 | OPHIR |  | 1Z01500 | POWER METER
EXP1584 | 201126 | ESV 023 | Albuquerque | ABQ-7 | Ophir |  | NOVA | Optical Power Meter
5062 | 201743 | DWG 0371 | Albuquerque |  | Optispec |  | ME3200/0 | Microscope
6115 | E432149 | TW_EE_216 | Albuquerque |  | Orient |  | SC1500D | TO cap welder - (1)
6114 |  | TW_EE_214 | Albuquerque |  | OZ | OZ | ER-100-3-12 | Extinction Radio Meter - (1)
EXP1498 |  |  | Albuquerque | ABQ-4 | Pace |  | ST115 | Soldering Station
EXP1222 | 400082 | ABQ 2281 | Albuquerque | ABQ-2 | Panasonic |  | LP-200C-A | CO2 Laser Controller
EXP1429 |  | ABQ 3055 | Albuquerque | ABQ-3 | PCB Piezoelectronics |  | 482B11 | ICP Amp/Supply
EXP1223 |  | ABQ 813 | Albuquerque | ABQ-2 | Philips |  | LTC 2209/61 | Monitor
EXP1030 |  | EOD 093 | Albuquerque | ABQ-1 | Photohelic
EXP1029 |  | EOD 094 | Albuquerque | ABQ-1 | Photohelic |  | 3005C | Photohelic Gage
4894 | 201792 | DWG 0462 | Albuquerque | ABQ-3 | Photon Inc. |  | ipc-6806whp | Goniometric Radiometer controller
6377 | 201613 | DWG 0210 | Albuquerque | ABQ-3 | Photon Inc. |  | LD8900/P/R/IR/10 | Goniometric Radiometer
5201 | 100188 | ABQ 0406 | Albuquerque | ABQ-3 | Photon Inc. |  | LD8900R/IR | Goniometric Radiometer
EXP1585 |  |  | Albuquerque | ABQ-7 | PICKERING INTERFACES |  | 40-914-001 | 14 SLOT PXI/CPCI BACKPLACNE CHASSIS
EXP1607 | 402624 | ABQ 3198 | Albuquerque | ABQ-3 | Picosecond Pulse Labs |  | 12060 | PPG 20Gb/s
EXP1606 |  | ABQ 3194 | Albuquerque | ABQ-3 | Picosecond Pulse Labs |  | 12055-1 | PPG 16Gb/s
EXP1600 | 100564 | ABQ 534 | Albuquerque | ABQ-3 | Picosecond Pulse Labs |  | 5320A-104 | Differential Pulse Splitter
EXP1605 | 100565 | ABQ 533 | Albuquerque | ABQ-3 | Picosecond Pulse Labs |  | 5320A-104 | Differential Pulse Splitter
EXP1603 | 100154 | ABQ 535 | Albuquerque | ABQ-3 | PK Technology |  | FKII-STD | Fiber Cleaver
EXP1618 | 200974 | EOD 304 | Albuquerque | ABQ-3 | PK Technology |  | FKII-STD | Fiber Cleaver
4781 | 100310 | ABQ 0338 | Albuquerque | ABQ-2 | Plasma Etch |  | BT-1 | Plasma Cleaner
5660 | 100694 | ABQ 0161 | Albuquerque | ABQ-2 | Polaris |  | 5100 | Cap Welder
EXP1225 |  | ABQ 3093 | Albuquerque | ABQ-2 | Polaris |  | A15-5523-00 | Atmosphere Chamber
EXP1226 | 200063 | ABQ 994 | Albuquerque | ABQ-2 | Polaris |  | A30001500 | Dewpoint Xmitter
EXP1224 |  | ABQ 3094 | Albuquerque | ABQ-2 | Polaris |  | Accu-Weld 5100AC | Cap Welder
EXP1586 |  |  | Albuquerque | ABQ-7 | PXIT |  | PX2000-336 | BIT ERROR RATE TESTER
5164 | 100893 | DWG 0053 | Albuquerque | ABQ-3 | Ram Optical |  | 150 | Fiber Optic Iight illuminator
4573 | 100348 | ABQ 0597 | Albuquerque | ABQ-2 | REVCO |  | ULT1450-9-A31 | Freezer
4905 | 100637 | ABQ 0146 | Albuquerque | ABQ-7 | RIFOCS |  | 702R-8.5 | Component Test System
4958 | 400536 | ABQ 2457 | Albuquerque | ABQ-1 | Rite Track |  | 0 | Lithography Track
4959 | 400537 | ABQ 2458 | Albuquerque | ABQ-1 | Rite Track |  | 0 | Lithography Track
2940 | 201026 | EOD 0283 | Albuquerque | ABQ-3 | Rohde & Schwarz |  | SMT 02 | Signal Generator
4777 | 100404 | ABQ 0580 | Albuquerque | ABQ-2 | Royce |  | 580 | Wire Pull System
5069 | 201759 | DWG 0393 | Albuquerque | ABQ-3 | Royce |  | 580 | Wire Pull System
EXP1430 |  | ABQ 135 | Albuquerque | ABQ-3 | Royce | 14623 | Calibration Fixture
EXP1229 |  | ABQ 1435 | Albuquerque | ABQ-2 | Royce |  | TMS-100K-12679 | 100Kg Shear Test Module
EXP1431 | 100405 | ABQ 776 | Albuquerque | ABQ-3 | Royce |  | TMS-100K-12679 | Shear Module
EXP1432 | 201760 | DWG 394 | Albuquerque | ABQ-3 | Royce |  | TMS-100K-12679 | Shear Module
EXP1227 | 100407 | ABQ 581 | Albuquerque | ABQ-2 | Royce |  | TMS-250G-12677 | 250g Shear Test Module
EXP1433 | 201761 | DWG 395 | Albuquerque | ABQ-3 | Royce |  | TMS-5K-12678 | Shear Module
EXP1228 | 201762 | ABQ 3162 | Albuquerque | ABQ-2 | Royce |  | TMW-100G-12798 | 100g shear test module
5373 | 400521 | ABQ 2442 | Albuquerque |  | Rucker & Kolls |  | 682A | Wafer Prober (Inspection Machine)
5372 | 400520 | ABQ 2441 | Albuquerque | ABQ-2 | Rucker & Kolls |  | 682A | Wafer Prober (Inspection Machine)
5108 | 400546 | EOD 0179 | Albuquerque | ABQ-1 | Rudolph Research |  | Auto EL | Elipsometer
5103 | 200165 | EOD 078 | Albuquerque | ABQ-1 | Rudolph Research |  | Auto EL | Elipsometer (loan to EBB)
EXP1499 |  | DWG 252 | Albuquerque | ABQ-4 | Ryobi |  | DP120 | Drill Press
6208 |  | TW_EE_256 | Albuquerque |  | SANYO | SANYO | SR-80M | Refrigerator - (1)
EXP1434 |  | ABQ 3382 | Albuquerque | ABQ-3 | Schott Fostec |  | LR952240 | Fiber Optic Light
6637 | E419152 | TW_EE_220 | Albuquerque |  | SEC |  | 410 | Eutectic die bonder - (1)
4964 | 200154 | EOD 0202 | Albuquerque |  | Semitool Inc |  | 0 | SemiTool Spin Dryer
4965 | 200154 | EOD 0203 | Albuquerque |  | Semitool Inc |  | 0 | SemiTool Spin Dryer
EXP1435 |  | ABQ 3223 | Albuquerque | ABQ-3 | Silicon Detector |  | 818-SL | Silicon Detector
EXP1248 |  | ABQ 1972 | Albuquerque | ABQ-2 | Simco |  | 4003367 | Aerostat PC Ionizing Air Blower
EXP1500 |  | ABQ 1492 | Albuquerque | ABQ-4 | Simco |  | 4003367 | Aerostat PC Ionizing Air Blower
EXP1250 |  | ABQ 1493 | Albuquerque | ABQ-2 | Simco |  | 4003367 | Areostat PC Ionizing Air Blower
EXP1501 |  | ABQ 1488 | Albuquerque | ABQ-4 | Simco |  | 4003367 | Ionizing Air Blower
EXP1502 |  | ABQ 2000 | Albuquerque | ABQ-4 | Simco |  | 4003367 | Ionizing Air Blower
EXP1249 |  | ABQ 1374 | Albuquerque | ABQ-2 | Simco |  | 4003367 Aerostat PC | ionizing air blower
EXP1503 |  |  | Albuquerque | ABQ-4 | Sodrtek |  | FX50 | Soldering Smoke Absorber
4960 | 200243 | EOD 0156 | Albuquerque |  | Solitec |  | 5110D | Polymide Developer
6261 |  | TW_EE_217 | Albuquerque |  | SONOMA | SONOMA | 310N | Amplifier (use with Agilent 11713A) - (1)
4633 | 201009 | ABQ 3314 | Albuquerque | ABQ-2 | Sony |  | 0 | CCD Video Camera
EXP1251 | 200089 | EOD 174 | Albuquerque | ABQ-2 | Sony |  | CPD-151 | Monitor
4672 | 2635 | ABQ 1028 | Albuquerque |  | Sony |  | Exwave HAD | Color Camera
EXP1437 | 200984 |  | Albuquerque | ABQ-3 | Sony |  | SSC-DC54A
5406 | 200046 | ABQ 3343 | Albuquerque | ABQ-2 | Sony |  | SSM-14N5U | Monitor
EXP1436 | 100384 | ABQ 1010 | Albuquerque | ABQ-3 | Sony |  | XC-73 | Video Camera Module
5619 | 201638 | DWG 0238 | Albuquerque | ABQ-3 | Sorensen |  | DCS-8-125 | DC Power Supply
6262 |  | TW_EE_218 | Albuquerque |  | Stanford research system | Stanford research system | DS345 | 30Mhz, Function generator - (1)
EXP1252 |  | EOD 075 | Albuquerque | ABQ-2 | Starrett |  | 708A | Dial Indicator with Base Unit #657
EXP1588 | 100288 | ABQ 050 | Albuquerque | ABQ-7 | STOELTING |  | 310 | NANOSPRITZER
EXP1589 | 100338 | ABQ 051 | Albuquerque | ABQ-7 | STOELTING |  | 310 | NANOSPRITZER
4849 | 100311 | EFO 0080 | Albuquerque |  | Stokes Vacuum |  | 0 | Vane Pump
EXP1031 |  |  | Albuquerque | ABQ-1 | SurplusProcessEquipmentCorp |  | Gasonics 3510 | Gasonics
EXP1504 |  |  | Albuquerque | ABQ-4 | Team Speciality Products |  | Test Fixture | Livid 6 Tester Black Box
5125 | 200185 | EOD 0182 | Albuquerque | ABQ-1 | Technics |  | 0 | Plasma Etch
EXP1255 |  | ABQ 3305 | Albuquerque | ABQ-2 | Techniquip |  | FOI-250-220V | 250 Watt Fiber Optic Illuminator
6205 |  | TW_EE_229 | Albuquerque |  | TEKTRONIX | TEKTRONIX | 80E04 | Sample module - (1)
EXP1595 |  |  | Albuquerque | ABQ-7 | TEKTRONIX |  | 80E04 | SAMPLING MODULE
6117 | E432145 | TW_EE_233 | Albuquerque |  | TEKTRONIX |  | 80E04 | Sampling module - (1)
EXP1438 |  |  | Albuquerque | ABQ-3 | Tektronix |  | 80A05-10G | Clock Recovery Module
6172 |  | TW_EE_236 | Albuquerque |  | TEKTRONIX | TEKTRONIX | 80C02 | 10G optical sampling module - (1)
6383 | 400351 | ABQ 2715 | Albuquerque | ABQ-3 | Tektronix |  | 80c08b-cr1 | Optical Sampling Module
EXP1257 | 401207 | ABQ 3222 | Albuquerque | ABQ-2 | Tektronix | Tektronix | 80C08B-CR2 | Optical Sampling Module
6396 | 401017 | ABQ 2738 | Albuquerque | ABQ-7 | Tektronix |  | 80C08C | Optical Sampling Module
EXP1596 |  | ABQ 2886 | Albuquerque | ABQ-7 | Tektronix |  | 80C08C | Optical Sampling Module
6264 | E432557 | TW_EE_230 | Albuquerque |  | TEKTRONIX |  | 80C08C-CR2 | Optical Sampling Module - (1)
5001 | 400487 | ABQ 2395 | Albuquerque | ABQ-7 | Tektronix |  | 80C08-CR1 | Optical Sampling Module
6204 |  | TW_EE_227 | Albuquerque |  | TEKTRONIX | TEKTRONIX | 80C08-CR1 | Optical sampling module - (1)
5032 | 400496 | ABQ 2405 | Albuquerque | ABQ-3 | Tektronix |  | 80C12 | Optical Sampling Module
6230 | E432144 | TW_EE_232 | Albuquerque |  | TEKTRONIX |  | 80C12-10G | 10G optical sampling module - (1)
5258 | 201409 | ABQ 1922 | Albuquerque | ABQ-1 | Tektronix |  | 80C12-10G | Optical Sampling Module
4834 | 200096 | ABQ 0868 | Albuquerque | ABQ-3 | Tektronix |  | 80E 03 | Sampling Module
4911 | 100349 | ABQ 0966 | Albuquerque | ABQ-7 | Tektronix |  | ADA400a | Differential Preamplifier
4606 | 200506 | EOD 0454 | Albuquerque |  | Tektronix |  | CSA 8000 | Communication Signal Analyzer w/80C08B-CR1 Optical Sampling Module
5278 | 400486 | ABQ 2394 | Albuquerque | ABQ-1 | Tektronix |  | CSA 8000 | Communications Signal Analyzer
6350 | 400972 | ABQ 2575 | Albuquerque | ABQ-2 | Tektronix |  | CSA 8000B | Communication Signal Analyzer w/80C08C Optical Sampling Module
6382 | 401171 | ABQ 2714 | Albuquerque | ABQ-7 | Tektronix |  | csa 8000b | Communications Signal Analyzer w/ 80c08b-cr2 optical sampling module
5031 | 400495 | ABQ 2404 | Albuquerque | ABQ-3 | Tektronix |  | CSA 8200 | Communications Signal Analyzer
5002 | 400497 | ABQ 2406 | Albuquerque | ABQ-7 | Tektronix |  | CSA8000B | Communications Signal Analyzer
6203 | E419224 | TW_EE_226 | Albuquerque |  | TEKTRONIX |  | CSA8000B | DCA - (1)
6171 |  | TW_EE_235 | Albuquerque |  | TEKTRONIX | TEKTRONIX | CSA8200 | Scope mainframe - (1)
4688 | 100169 | ABQ 0205 | Albuquerque |  | Tektronix |  | GTS1250 | GBIC Test System
5191 | 100306 | ABQ 0285 | Albuquerque | ABQ-7 | Tektronix |  | GTS1250 | GBIC Test System
6370 | 100244 | ABQ 0004 | Albuquerque | ABQ-7 | Tektronix |  | GTS1250 | GBIC Test System
6384 | 100303 | EFO 0308 | Albuquerque | ABQ-7 | Tektronix |  | GTS1250 | GBIC Test System
6385 | 100305 | EFO 0310 | Albuquerque | ABQ-7 | Tektronix |  | GTS1250 | GBIC Test System
EXP1590 | 100169 | ABQ 205 | Albuquerque | ABQ-7 | Tektronix |  | GTS1250 | GBIC Test System
EXP1591 | 100243 | ABQ 514 | Albuquerque | ABQ-7 | Tektronix |  | GTS1250 | GBIC Test System
5018 | 200569 | ABQ 0867 | Albuquerque | ABQ-3 | Tektronix |  | OA 5012 | Optical Attenuator
5020 | 100804 | ABQ 1147 | Albuquerque | ABQ-3 | Tektronix |  | OA 5012 | Optical Attenuator
5248 | 100737 | ABQ 1531 | Albuquerque | ABQ-7 | Tektronix |  | OA 5012 | Optical Attenuator
5584 | 100805 | ABQ 1148 | Albuquerque | ABQ-7 | Tektronix |  | OA 5012 | Optical Attenuator
6380 | 100670 | ABQ 0011 | Albuquerque | ABQ-7 | Tektronix |  | ORS 20 | Optical Receiver System
6381 | 100665 | ABQ 0293 | Albuquerque | ABQ-7 | Tektronix |  | ORS 20 | Optical Receiver System
6386 | 201107 | ESV 0004 | Albuquerque | ABQ-7 | Tektronix |  | ORS 20 | Optical Receiver System
6387 | 201186 | ESV 0090 | Albuquerque | ABQ-7 | Tektronix |  | ORS 20 | Optical Receiver System
4896 | 201056 | ABQ 1179 | Albuquerque | ABQ-7 | Tektronix |  | PS2520G | Programmable Power Supply
5234 | 100441 | ABQ 0901 | Albuquerque | ABQ-1 | Tektronix |  | SD-43 | 8Ghz Optical to Electrical Converter
5358 | 2611 | EOD 0462 | Albuquerque | ABQ-7 | Tektronix |  | SD-43 | 8Ghz Optical to Electrical Converter
6371 | 100440 | ABQ 0081 | Albuquerque | ABQ-7 | Tektronix |  | SD-43 | optical to electrical converter 700-1600nm
6372 | 100502 | ABQ 0409 | Albuquerque | ABQ-7 | Tektronix |  | sd-43 | optical to electrical converter 700-1600nm
6373 | 100443 | ABQ 0857 | Albuquerque | ABQ-7 | Tektronix |  | sd-43 | optical to electrical converter 700-1600nm
6374 | 100442 | EFO 0542 | Albuquerque | ABQ-7 | Tektronix |  | SD-43 | optical to electrical converter 700-1600nm
6116 | E419230 | TW_EE_231 | Albuquerque |  | TEKTRONIX |  | TDB8000B | Scope mainframe - (1)
6142 |  | TW_EE_234 | Albuquerque |  | TEKTRONIX | TEKTRONIX | TDS 3032 | Two channel digital phosphor oscilloscope - (1)
EXP1594 |  |  | Albuquerque | ABQ-7 | TEKTRONIX |  | TDS3032 | TWO CH. COLOR DIGITAL PHOSPHOR OSCILLOSCOPE
EXP1592 |  |  | Albuquerque | ABQ-7 | TEKTRONIX |  | TDS3034 B | FOUR CH. COLOR DIGITAL PHOSPHOR OSCILLOSCOPE
6202 |  | TW_EE_225 | Albuquerque |  | TEKTRONIX | TEKTRONIX | TDS3034B | Oscilloscope - (1)
6195 |  | TW_EE_223 | Albuquerque |  | TEKTRONIX | TEKTRONIX | TDS3054B | Digital oscilloscope - (1)
EXP1593 |  |  | Albuquerque | ABQ-7 | TEKTRONIX |  | TDS3054B | FOUR CH. COLOR DIGITAL PHOSPHOR OSCILLOSCOPE
6263 | E342633 | TW_EE_228 | Albuquerque |  | TEKTRONIX |  | TDS8000 | Osclloscope - (1)
4919 | 100360 | ABQ 0516 | Albuquerque |  | Tektronix |  | TLA 714 | Logic Analyzer
EXP1256 |  | ABQ 061 | Albuquerque | ABQ-2 | Tektronix |  | TX3 | True RMS Multimeter
EXP1506 |  |  | Albuquerque | ABQ-4 | Tell |  | TISH-200 | Impulse Sealer
5422 | 200115 | EOD 0512 | Albuquerque | ABQ-2 | Temptronic |  | TP03010B | Thermo Chuck
5423 | 200532 | ABQ 3346 | Albuquerque | ABQ-2 | Temptronic |  | TP03010B | Thermo Chuck
5424 | 200546 | EOD 0526 | Albuquerque | ABQ-2 | Temptronic |  | TP03010B | Thermo Chuck
5435 | 200541 | EOD 0672 | Albuquerque | ABQ-2 | Temptronic |  | TP03010B | Thermo Chuck
5444 | 200578 | EOD 0774 | Albuquerque | ABQ-2 | Temptronic |  | TP03010B | Thermo Chuck
EXP1258 | 200545 | ABQ 3342 | Albuquerque | ABQ-2 | Temptronic |  | TP03010B-1100-1 | Thermo Chuck
5309 | 2550 | ABQ 3298 | Albuquerque | ABQ-3 | Temptronic |  | TP0317B-1 | Temperature Controller
EXP1439 | 2551 | ABQ 3299 | Albuquerque | ABQ-3 | Temptronic |  | TP0317B-1 | Thermo Chuck
EXP1440 | 2551 | ABQ 3299 | Albuquerque | ABQ-3 | Temptronic |  | TP0317B-1 | Thermo Chuck
4723 | 100690 | ABQ 0647 | Albuquerque | ABQ-2 | Temptronic |  | TP04000A-2B21-2 | Thermostream
6636 | E419017 | TW_EE_222 | Albuquerque | ABQ-3 | Temptronic |  | TP04300A-3C32-4 | Thermo stream - (1)
4722 | 100682 | ABQ 0423 | Albuquerque | ABQ-3 | Temptronic |  | TP4000A-2B21-2 | Thermostream
EXP1597 | 100656 | EQP 1058 | Albuquerque | ABQ-7 | Tenny Environmental |  | TS-JR | Thermal Shock Chamber
5230 | 200979 | ABQ 0825 | Albuquerque | ABQ-1 | Terra universal |  | 1934-00 | 1 Shelf Dessicator
5231 | 200980 | ABQ 0826 | Albuquerque | ABQ-3 | Terra universal |  | 1934-00 | 1 Shelf Dessicator
EXP1033 |  |  | Albuquerque | ABQ-1 | Terra Universal |  | 1944-00 | Nitrogen DryBox
4806 | 201163 | ESV 0067 | Albuquerque | ABQ-3 | Terra Universal |  | 2072-00 | 2 Shelf Dessicator
5376 | 400527 | ABQ 2448 | Albuquerque | ABQ-2 | Terra universal |  | 3369-00 | 14 Shelf ESD Dessicator Cabinet
5377 | 400528 | ABQ 2449 | Albuquerque | ABQ-2 | Terra universal |  | 3369-00 | 14 Shelf ESD Dessicator Cabinet
5378 | 400529 | ABQ 2450 | Albuquerque | ABQ-2 | Terra universal |  | 3369-00 | 14 Shelf ESD Dessicator Cabinet
5374 | 400522 | ABQ 2443 | Albuquerque | ABQ-2 | Terra universal |  | 4002-49A | ESD Rolling Cart
EXP1441 |  |  | Albuquerque | ABQ-3 | Terra Universal |  | 7903-00 | Vacuum Pump
EXP1442 |  | ABQ 3019 | Albuquerque | ABQ-3 | Test Equity |  | 105 | Half Cube Chamber
EXP1034 |  | ABQ 2999 | Albuquerque | ABQ-1 | Test Equity |  | 105 | Half Cube Temp Chamber
4591 | 201446 | ABQ 1993 | Albuquerque | ABQ-3 | Test Equity |  | 105 | Half Cube Temperature Chamber
4583 | 201612 | ABQ 3281 | Albuquerque | ABQ-2 | Test Equity |  | 1007S | Environmental Chamber
4576 | 201635 | ABQ 2279 | Albuquerque |  | Test Equity |  | 1007S | Temperature Chamber
4582 | 201585 | ABQ 3290 | Albuquerque | ABQ-2 | Test Equity |  | 1007S | Temperature Chamber
5010 | 201584 | ABQ 2288 | Albuquerque | ABQ-3 | Test Equity |  | 1007S | Temperature Chamber
6347 | 100722 | ABQ 1408 | Albuquerque | ABQ-1 | Test Equity |  | 105A | Half Cube Temperature Chamber
EXP1507 |  |  | Albuquerque | ABQ-4 | TestEquity |  | 105 | Half Cube Temp Chamber
EXP1508 |  |  | Albuquerque | ABQ-4 | TestEquity |  | 105 | Half Cube Temp Chamber
6633 | E432143 | TW_EE_242 | Albuquerque |  | TESTEQUITY |  | 105A | Halfcube chamber - (1)
6173 |  | TW_EE_238 | Albuquerque |  | TESTEQUITY | TESTEQUITY | Oven105A | Temperature chamber - (1)
6206 |  | TW_EE_240 | Albuquerque |  | TESTEQUITY | TESTEQUITY | Oven105A | Temperature chamber - (1)
6118 | E409209 | TW_EE_241 | Albuquerque |  | TESTEQUITY |  | STD 105 | Halfcube chamber - (1)
EXP1259 | 200973 | ABQ 1021 | Albuquerque | ABQ-2 | Thermolyne |  | HPA1915B | Hot Plate
5582 | 201211 | ESV 0119 | Albuquerque |  | Thermotron |  | 0 | Oven
4575 | 201402 | ABQ 1917 | Albuquerque |  | Thermotron |  | S-1.2-3800 | Environmental Chamber
5624 | 401144 | EDP 0639 | Albuquerque | ABQ-4 | Thermotron |  | S-1.2-3800 | Thermal Chamber
5220 | 100691 | ABQ 0682 | Albuquerque |  | Thermotron |  | S-1.2C-B | Oven
4579 | 400998 | ABQ 2607 | Albuquerque | ABQ-4 | Thermotron |  | S-4-3800 | Environmental Chamber
6341 | 400506 | ABQ 2419 | Albuquerque | ABQ-4 | Thermotron |  | S-8-3800 | Environmental Chamber
6342 | 400510 | ABQ 2423 | Albuquerque | ABQ-4 | Thermotron |  | S-8-3800 | Environmental Chamber
6345 | 401134 | ABQ 2618 | Albuquerque | ABQ-4 | Thermotron |  | S-8-3800 | Temperature Chamber
6343 | 400511 | ABQ 2424 | Albuquerque | ABQ-4 | Thermotron |  | S-8C | Environmental Chamber
6344 | 401000 | ABQ 2609 | Albuquerque | ABQ-4 | Thermotron |  | S-8C | Temperature Chamber
5506 | 100547 | ABQ 0734 | Albuquerque | ABQ-4 | Thermotron |  | SM-8-7800 | Environmental Chamber
5507 | 100574 | ABQ 0735 | Albuquerque | ABQ-4 | Thermotron |  | SM-8-7800 | Environmental Chamber
EXP1443 |  | ABQ 2822 | Albuquerque | ABQ-3 | Thorlabs |  | FDS1010-CAL | Photodiode
EXP1444 |  | ABQ 2821 | Albuquerque | ABQ-3 | Thorlabs |  | FDS1010-CAL | Photodiode
5304 | 2643 | EOD 0128 | Albuquerque | ABQ-3 | ThorLabs |  | WM100 | Omega Meter
EXP1445 |  | ABQ 3383 | Albuquerque | ABQ-3 | TMC |  | 63-541 | TMC Micro G Table
5167 | 100333 | EFO 0335 | Albuquerque |  | TMC |  | Micro-g | Isolation Table
EXP1035 | 201121 | ESV 018 | Albuquerque | ABQ-1 | TPI |  | 153 | Mulitmeter
6676 |  |  | Albuquerque |  | Trillium | Equipment | Gasonics asher Pump | EQUIPMENT INPROGRESS Edwards iH600 Pumping Station for Gasonics Asher
4734 | 100808 | ABQ 1153 | Albuquerque | ABQ-2 | Trio Tech |  | G-203A | Bubble Tester
EXP1036 |  | ABQ 3378 | Albuquerque | ABQ-1 | ULINE |  | LAC-1260 | Counting Scale
4691 | 200031 | ABQ 0988 | Albuquerque | ABQ-2 | Ultron Systems |  | UH101 | UV Curing System
5113 | 200580 | EOD 0717 | Albuquerque | ABQ-1 | Unaxis |  | Versalock | Plasma Etch (ICP02A)
5115 | 200589 | EOD 0719 | Albuquerque | ABQ-1 | Unaxis |  | Versalock | Plasma Etch (SINDEP02A)
5114 | 200590 | EOD 0718 | Albuquerque | ABQ-1 | Unaxis |  | Versalock | Plasma Etch (SINETCH02A)
EXP1446 |  | ABQ 3386 | Albuquerque | ABQ-3 | Unitek Eapro |  | DT-350-PH | Uni-Slide System
EXP1447 |  | ABQ 3387 | Albuquerque | ABQ-3 | Unitek Miyachi |  | 1-292-01-02 | Uniflow 2 Pulsed Thermode Control
4618 | 100640 | ABQ 0432 | Albuquerque | ABQ-2 | Universal Laser Systems |  | M300 | Depanelizing Lase
5160 | 201985 | ABQ 1797 | Albuquerque | ABQ-3 | Universal Punch |  | K1-10P | Universal Concentricity Gage
4941 | 400077 | ABQ 2274 | Albuquerque | ABQ-2 | Unknown |  | 0 | Granite Mounting Block
4942 | 400078 | ABQ 2275 | Albuquerque | ABQ-2 | Unknown |  | 0 | Granite Mounting Block
4943 | 400079 | ABQ 2276 | Albuquerque | ABQ-2 | Unknown |  | 0 | Granite Mounting Block
5294 | 201606 | DWG 0203 | Albuquerque |  | Unknown |  | 0 | Switch System
5053 | 201706 | ABQ 3252 | Albuquerque | ABQ-2 | Unknown |  | 0 | Switch Unit
5392 | 400978 | ABQ 3337 | Albuquerque | ABQ-2 | USI |  | UH102-8 | UV Flood System
4946 | 400979 | ABQ 2581 | Albuquerque | ABQ-2 | UTE |  | ilr-400 | Inline Ionized Water - Reionizer
5408 | 201022 | EOD 0227 | Albuquerque |  | UVP |  | UVX | Digital Radiometer
EXP1275 |  | ABQ 3052 | Albuquerque | ABQ-2 | UVP |  | UVX-25 | UVP UVX-25 Probe
EXP1276 |  | ABQ 2946 | Albuquerque | ABQ-2 | UVP |  | UVX-25 | UVP UVX-25 Probe
EXP1277 | 201002 | ABQ 3287 | Albuquerque | ABQ-2 | UVP Inc. |  | UVX | UVX Radiometer
EXP1448 |  | EOD 777 | Albuquerque | ABQ-3 | Van Keuren |  | Class XX+ | Pin Gauge Set
EXP1449 |  | EOD 776 | Albuquerque | ABQ-3 | Van Keuren |  | Class XX+ | Pin Gauge Set
4882 | 400938 | ABQ 2535 | Albuquerque |  | Varian |  | K3264302 | Helium Calibrated Leak
EXP1450 |  | ABQ 2744 | Albuquerque | ABQ-3 | Vermont Gage |  | 2-56 UN2B | Taperlock Assembly Thread Plug Gage
4984 | 200593 | EOD 0729 | Albuquerque | ABQ-1 | Verteq |  | 1600 | Superclean Water Spinner
4985 | 200594 | EOD 0730 | Albuquerque | ABQ-1 | Verteq |  | 1600 | Superclean Water Spinner
5117 | 200591 | EOD 0727 | Albuquerque | ABQ-1 | Verteq |  | 1600 | Superclean Water Spinner
5118 | 200592 | EOD 0728 | Albuquerque | ABQ-1 | Verteq |  | 1600 | Superclean Water Spinner
EXP1037 |  | NA | Albuquerque | ABQ-1 | Verteq |  | 02248/1 | SRD
EXP1038 |  | NA | Albuquerque | ABQ-1 | Verteq |  | 02248/2 | SRD
5607 | 100462 | ABQ 0367 | Albuquerque | ABQ-3 | Vidmar |  | 0 | Tool Cabinet
EXP1509 |  |  | Albuquerque | ABQ-4 | V-Lux |  | 1000 | Fiber Optic Illuminator
EXP1452 | 100093 | ABQ 465 | Albuquerque | ABQ-3 | VOLPI Manufacturing |  | 1000 | Microscope Light Source
4955 | 200584 | EOD 0762 | Albuquerque | ABQ-2 | VWR Scientific |  | 0 | Solvent Bench
4987 | 200604 | EOD 0760 | Albuquerque | ABQ-1 | VWR Scientific |  | 0 | Solvent Bench
4738 | 400092 | ABQ 2296 | Albuquerque | ABQ-3 | Wagner FDIX |  | Force One | Force Cell Module
4885 | 100801 | ABQ 1144 | Albuquerque | ABQ-3 | Wavetek |  | 166 | Pulse Function Generator
EXP1453 |  | ABQ 3384 | Albuquerque | ABQ-3 | Weller |  | 6970 | Professional Heat Gun
EXP1454 | 201205 | ESV 113 | Albuquerque | ABQ-3 | Weller |  | 6966C | Heat Gun
EXP1278 |  | ABQ 1979 | Albuquerque | ABQ-2 | Weller |  | WD2 | Soldering Iron
EXP1510 |  |  | Albuquerque | ABQ-4 | Weller |  | WD2 | Soldering Station
EXP1598 | 400586 | ABQ 2527 | Albuquerque | ABQ-7 | Weller |  | WRS 1002 | Repair System
4644 | 100809 | ABQ 1157 | Albuquerque | ABQ-2 | West Over Scientific |  | FCL-B1000 | Fiber Optic Connector Cleaning System
4682 | 401010 | ABQ 2634 | Albuquerque |  | West Over Scientific |  | FCL-B5000 | Fiber Optic Connector Cleaning System
5162 | 401003 | ABQ 2613 | Albuquerque | ABQ-3 | Westover |  | FCL-B5000 | Fiber Optic Connector Cleaning System
EXP1455 |  | ABQ 3385 | Albuquerque | ABQ-3 | Westover Scientific |  | P5000 | Fibercheck2
5657 | 201649 | DWG 0249 | Albuquerque | ABQ-7 | Xantrex |  | 7.5-130 | DC Power Supply
5658 | 201650 | DWG 0250 | Albuquerque | ABQ-4 | Xantrex |  | 7.5-130 | DC Power Supply
EXP1518 |  |  | Albuquerque | ABQ-4 | Xantrex |  | XFR 12-100 | DC Power Supply
EXP1520 |  |  | Albuquerque | ABQ-4 | Xantrex |  | XFR 12-100 | DC Power Supply
EXP1456 |  | ABQ 3404 | Albuquerque | ABQ-3 | Xantrex |  | XFR 600-2 | DC Power Supply
EXP1457 |  | ABQ 3403 | Albuquerque | ABQ-3 | Xantrex |  | XFR 600-2 | DC Power Supply
EXP1512 |  |  | Albuquerque | ABQ-4 | Xantrex |  | XFR 600-2 | DC Power Supply
EXP1513 |  |  | Albuquerque | ABQ-4 | Xantrex |  | XFR 600-2 | DC Power Supply
EXP1514 |  |  | Albuquerque | ABQ-4 | Xantrex |  | XFR 600-2 | DC Power Supply
EXP1515 |  |  | Albuquerque | ABQ-4 | Xantrex |  | XFR 600-2 | DC Power Supply
EXP1516 |  |  | Albuquerque | ABQ-4 | Xantrex |  | XFR 600-2 | DC Power Supply
EXP1517 |  |  | Albuquerque | ABQ-4 | Xantrex |  | XFR 600-2 | DC Power Supply
EXP1519 |  |  | Albuquerque | ABQ-4 | Xantrex |  | XFR 600-2 | DC Power Supply
EXP1521 |  |  | Albuquerque | ABQ-4 | Xantrex |  | XFR 600-2 | DC Power Supply
EXP1522 |  |  | Albuquerque | ABQ-4 | Xantrex |  | XFR 600-2 | DC Power Supply
EXP1523 |  |  | Albuquerque | ABQ-4 | Xantrex |  | XFR 600-2 | DC Power Supply
EXP1524 |  |  | Albuquerque | ABQ-4 | Xantrex |  | XFR 600-2 | DC Power Supply
5620 | 201642 | ABQ 3291 | Albuquerque | ABQ-2 | Xantrex |  | XFR 7.5-140 | DC Power Supply
5520 | 100930 | ABQ 1582 | Albuquerque | ABQ-4 | Xantrex |  | XFR-600-2 | DC Power Supply
5525 | 100934 | ABQ 1615 | Albuquerque | ABQ-4 | Xantrex |  | XFR-600-2 | DC Power Supply
5532 | 201463 | ABQ 2018 | Albuquerque | ABQ-4 | Xantrex |  | XFR-600-2 | DC Power Supply
5589 | 100933 | ABQ 1614 | Albuquerque | ABQ-4 | Xantrex |  | XFR-600-2 | DC Power Supply
6439 | 100931 | ABQ 1604 | Albuquerque | ABQ-3 | Xantrex |  | XFR-600-2 | DC Power Supply
5609 | 201637 | DWG 0237 | Albuquerque | ABQ-4 | Xantrex |  | XHR 7.5-130 | DC Power Supply
5621 | 201691 | DWG 0307 | Albuquerque | ABQ-4 | Xantrex |  | XHR 7.5-130 | DC Power Supply
EXP1511 |  | ABQ 747 | Albuquerque | ABQ-4 | Xantrex |  | XT 7-6 | DC Power Supply
5514 | 300080 | ABQ 1472 | Albuquerque |  | Yamato |  | DVS600 | Oven
4966 | 200140 | EOD 0211 | Albuquerque | ABQ-1 | YES |  | LPIII-M5 | Oven
6175 |  | TW_EE_245 | Albuquerque | ABQ-7 | Yokogawa | Yokogawa | AQ2200-331 | VOA w/ PM 62.5um, 1310nm - (1)
6176 |  | TW_EE_246 | Albuquerque | ABQ-7 | Yokogawa | Yokogawa | AQ2200-331 | VOA w/ PM 62.5um, 1310nm - (1)
6177 |  | TW_EE_247 | Albuquerque | ABQ-7 | Yokogawa | Yokogawa | AQ2200-411 | Optical Switch 1x8 - (1)
6178 |  | TW_EE_248 | Albuquerque |  | Yokogawa | Yokogawa | AQ2200-421 | Optical Switch 1x2 - (1)
6179 |  | TW_EE_249 | Albuquerque |  | Yokogawa | Yokogawa | AQ2200-421 | Optical Switch 1x2 - (1)
6180 |  | TW_EE_250 | Albuquerque |  | Yokogawa | Yokogawa | AQ2200-421 | Optical Switch 1x2 - (1)
6216 |  | TW_EE_255 | Albuquerque |  | YSC | YSC | RS-CF250 | Refrigerator - (1)
5379 | 400531 | ABQ 2452 | Albuquerque | ABQ-2 | Zebra |  | 105Se | Label Printer
6143 |  | TW_EE_252 | Albuquerque |  | Zoomkop | Zoomkop | Microscope | Microscope - (1)
5181 | 100524 | ABQ 0200 | Albuquerque |  |  |  | 0 | Equipment Rack
5071 | 201772 | ABQ 3239 | Albuquerque | ABQ-2 |  |  | 0 | Equipment Rack
4939 | 400073 | ABQ 2270 | Albuquerque | ABQ-2 |  |  | 0 | Granite Block
6395 | 401978 | ABQ 2481 | Albuquerque | ABQ-7 |  |  | A1B-25 | Optical Amplifier
6265 |  | TW_EE_254 | Albuquerque |  |  |  | EX2-750BK | Heat Exchanger (Cooler) - (1)
6659 |  |  | Albuquerque |  |  |  |  | 9GHz Optical 20GHz Electrical Module
6650 |  |  | Albuquerque |  |  |  |  | Eject tool base & resevoir
6669 |  |  | Albuquerque |  |  |  |  | Hydride needle valves for 5075
6651 |  |  | Albuquerque |  |  |  |  | Intelligent Test system
6642 |  |  | Albuquerque |  |  |  |  | MD30 Mobile Leak Detector
6641 |  |  | Albuquerque |  |  |  |  | Nikon Microscope
6648 |  |  | Albuquerque |  |  |  |  | Optical Attenuator
6652 |  |  | Albuquerque |  |  |  |  | Optical switch plug-in
6653 |  |  | Albuquerque |  |  |  |  | Optical switch plug-in
6654 |  |  | Albuquerque |  |  |  |  | Optical switch plug-in
6655 |  |  | Albuquerque |  |  |  |  | Optical switch plug-in
6656 |  |  | Albuquerque |  |  |  |  | Optical switch plug-in
6657 |  |  | Albuquerque |  |  |  |  | Optical switch plug-in
6335 |  |  | Albuquerque |  |  |  |  | RETROFIT KIT (PC,BRCKT,CAMERA,SVC UPGRADE TO 400534)
6338 |  | NONE | Albuquerque |  |  |  |  | SRD REFURBISH
6334 |  |  | Albuquerque |  |  |  |  | X60 MICROSCOPE ASSEMBLY/UPGRADE TO 400534
3930 | 401080 |  | San Jose |  | AGILENT |  | 34401A | 6 1/2 DIGIT MULTIMETER
5837 | 402920 |  | San Jose |  | AGILENT |  | 34401A | 6 1/2 DIGIT MULTIMETER
5838 | 402928 |  | San Jose |  | AGILENT |  | 34401A | 6 1/2 DIGIT MULTIMETER
5888 | 403000 |  | San Jose |  | AGILENT |  | 34401A | 6 1/2 DIGIT MULTIMETER
5981 | 403215 |  | San Jose |  | AGILENT |  | 34401A | 6 1/2 DIGIT MULTIMETER
3385 | 400199 |  | San Jose | SJ, B11 | AGILENT |  | 34970A | DATA ACQUISITION/SWITCH UNIT
3812 | 403125 |  | San Jose |  | AGILENT |  | 34970A | DATA ACQUISITION/SWITCH UNIT
3918 | 403026 |  | San Jose |  | AGILENT |  | 34970A | DATA ACQUISITION/SWITCH UNIT
3943 | 401094 |  | San Jose |  | AGILENT |  | 34970A | DATA ACQUISITION/SWITCH UNIT
3945 | 403051 |  | San Jose |  | AGILENT |  | 34970A | DATA ACQUISITION/SWITCH UNIT
5758 | 402784 |  | San Jose |  | AGILENT |  | 34970A | DATA ACQUISITION/SWITCH UNIT
5778 | 402834 |  | San Jose |  | AGILENT |  | 34970A | DATA ACQUISITION/SWITCH UNIT
5779 | 402849 |  | San Jose |  | AGILENT |  | 34970A | DATA ACQUISITION/SWITCH UNIT
5808 | 402877 |  | San Jose |  | AGILENT |  | 34970A | DATA ACQUISITION/SWITCH UNIT
5839 | 402915 |  | San Jose |  | AGILENT |  | 34970A | DATA ACQUISITION/SWITCH UNIT
5840 | 402929 |  | San Jose |  | AGILENT |  | 34970A | DATA ACQUISITION/SWITCH UNIT
5841 | 402935 |  | San Jose |  | AGILENT |  | 34970A | DATA ACQUISITION/SWITCH UNIT
5891 | 403008 |  | San Jose |  | AGILENT |  | 34970A | DATA ACQUISITION/SWITCH UNIT
5892 | 402973 |  | San Jose |  | AGILENT |  | 34970A | DATA ACQUISITION/SWITCH UNIT
5919 | 402987 |  | San Jose |  | AGILENT |  | 34970A | DATA ACQUISITION/SWITCH UNIT
5947 | 403156 |  | San Jose |  | AGILENT |  | 34970A | DATA ACQUISITION/SWITCH UNIT
5950 | 403170 |  | San Jose |  | AGILENT |  | 66100A | WIDE-BANDWIDTH OSCILLOSCOPE
5776 | 402842 |  | San Jose |  | AGILENT |  | 81557A | ATTENUATOR POWER CONTROL
5781 | 400713 |  | San Jose |  | AGILENT |  | 81619A | LIGHTWAVE MULTIMETER
5800 | 402866 |  | San Jose |  | AGILENT |  | 8163A | LIGHTWAVE MULTIMETER
6004 | 403028 |  | San Jose |  | AGILENT |  | 8163A | LIGHTWAVE MULTIMETER
5727 | 403163 |  | San Jose |  | AGILENT |  | 83496A | CLOCK RECOVERY MODULE
5890 | 403012 |  | San Jose |  | AGILENT |  | 83496A | CLOCK RECOVERY MODULE
5942 | 400710 |  | San Jose |  | AGILENT |  | 83496A | CLOCK RECOVERY MODULE
3459 | 402944 |  | San Jose |  | AGILENT |  | 86100C | DIGITAL COMMUNICATIONS ANALYZER
5723 | 402980 |  | San Jose |  | AGILENT |  | 86100C | DIGITAL COMMUNICATIONS ANALYZER
5724 | 400815 |  | San Jose |  | AGILENT |  | 86100C | DIGITAL COMMUNICATIONS ANALYZER
5948 | 400207 |  | San Jose |  | AGILENT |  | 86100C | DIGITAL COMMUNICATIONS ANALYZER
3469 | 400725 |  | San Jose |  | AGILENT |  | 86100C | INFINIIUM DCA-J DIGITAL COMMUNICATIONS ANALYZER
5711 | 400711 |  | San Jose |  | AGILENT |  | 86102A | 750-860NM OPT H40 2125/4250 MB/S 4TH ORDER FILTERS
5896 | 400333 |  | San Jose |  | AGILENT |  | 86102A | MODULE
5847 | 400212 |  | San Jose |  | AGILENT |  | 86102U | MODULE
5773 | 402827 |  | San Jose |  | AGILENT |  | 86105C OPT H93 | 750-1650NM 5.0GB/S FILTER
EXP2029 | 486 |  | San Jose |  | agilent |  | 8647A | 250KHZ-1000MHZ SIGNAL GENERTOR
3997 | 403069 |  | San Jose |  | AGILENT |  | AQ3631A | TRIPLE OUTPUT DC POWER SUPPLY
3368 | 403101 |  | San Jose | SJ, B11 | AGILENT |  | E3631A | TRIPLE OUTPUT DC POWER SUPPLY
3512 | 402751 |  | San Jose |  | AGILENT |  | E3631A | TRIPLE OUTPUT DC POWER SUPPLY
3513 | 402752 |  | San Jose |  | AGILENT |  | E3631A | TRIPLE OUTPUT DC POWER SUPPLY
3516 | 400186 |  | San Jose |  | AGILENT |  | E3631A | TRIPLE OUTPUT DC POWER SUPPLY
3577 | 402847 |  | San Jose |  | AGILENT |  | E3631A | TRIPLE OUTPUT DC POWER SUPPLY
3597 | 402864 |  | San Jose |  | AGILENT |  | E3631A | TRIPLE OUTPUT DC POWER SUPPLY
3618 | 402885 |  | San Jose |  | AGILENT |  | E3631A | TRIPLE OUTPUT DC POWER SUPPLY
3679 | 402936 |  | San Jose |  | AGILENT |  | E3631A | TRIPLE OUTPUT DC POWER SUPPLY
3707 | 400241 |  | San Jose |  | AGILENT |  | E3631A | TRIPLE OUTPUT DC POWER SUPPLY
3709 | 402965 |  | San Jose |  | AGILENT |  | E3631A | TRIPLE OUTPUT DC POWER SUPPLY
3796 | 403102 |  | San Jose |  | AGILENT |  | E3631A | TRIPLE OUTPUT DC POWER SUPPLY
3816 | 403127 |  | San Jose |  | AGILENT |  | E3631A | TRIPLE OUTPUT DC POWER SUPPLY
3827 | 403132 |  | San Jose |  | AGILENT |  | E3631A | TRIPLE OUTPUT DC POWER SUPPLY
3829 | 403167 |  | San Jose |  | AGILENT |  | E3631A | TRIPLE OUTPUT DC POWER SUPPLY
3862 | 403171 |  | San Jose |  | AGILENT |  | E3631A | TRIPLE OUTPUT DC POWER SUPPLY
3863 | 403173 |  | San Jose |  | AGILENT |  | E3631A | TRIPLE OUTPUT DC POWER SUPPLY
3864 | 403174 |  | San Jose |  | AGILENT |  | E3631A | TRIPLE OUTPUT DC POWER SUPPLY
5697 | 400246 |  | San Jose |  | AGILENT |  | E3631A | TRIPLE OUTPUT DC POWER SUPPLY
3922 | 403023 |  | San Jose |  | AGILENT |  | E3631A | TRIPLE OUTPUT DC POWER SUPPLY
3923 | 403024 |  | San Jose |  | AGILENT |  | E3631A | TRIPLE OUTPUT DC POWER SUPPLY
3924 | 403025 |  | San Jose |  | AGILENT |  | E3631A | TRIPLE OUTPUT DC POWER SUPPLY
3925 | 403029 |  | San Jose |  | AGILENT |  | E3631A | TRIPLE OUTPUT DC POWER SUPPLY
3926 | 403030 |  | San Jose |  | AGILENT |  | E3631A | TRIPLE OUTPUT DC POWER SUPPLY
3998 | 403068 |  | San Jose |  | AGILENT |  | E3631A | TRIPLE OUTPUT DC POWER SUPPLY
3999 | 403071 |  | San Jose |  | AGILENT |  | E3631A | TRIPLE OUTPUT DC POWER SUPPLY
4000 | 403070 |  | San Jose |  | AGILENT |  | E3631A | TRIPLE OUTPUT DC POWER SUPPLY
5677 | 403116 |  | San Jose |  | AGILENT |  | E3631A | TRIPLE OUTPUT DC POWER SUPPLY
5684 | 400198 |  | San Jose |  | AGILENT |  | E3631A | TRIPLE OUTPUT DC POWER SUPPLY
5686 | 400206 |  | San Jose |  | AGILENT |  | E3631A | TRIPLE OUTPUT DC POWER SUPPLY
5688 | 400224 |  | San Jose |  | AGILENT |  | E3631A | TRIPLE OUTPUT DC POWER SUPPLY
5693 | 400230 |  | San Jose |  | AGILENT |  | E3631A | TRIPLE OUTPUT DC POWER SUPPLY
5694 | 400231 |  | San Jose |  | AGILENT |  | E3631A | TRIPLE OUTPUT DC POWER SUPPLY
5695 | 400243 |  | San Jose |  | AGILENT |  | E3631A | TRIPLE OUTPUT DC POWER SUPPLY
5696 | 400244 |  | San Jose |  | AGILENT |  | E3631A | TRIPLE OUTPUT DC POWER SUPPLY
5698 | 400247 |  | San Jose |  | AGILENT |  | E3631A | TRIPLE OUTPUT DC POWER SUPPLY
5728 | 402956 |  | San Jose |  | AGILENT |  | E3631A | TRIPLE OUTPUT DC POWER SUPPLY
5744 | 402753 |  | San Jose |  | AGILENT |  | E3631A | TRIPLE OUTPUT DC POWER SUPPLY
5761 | 402808 |  | San Jose |  | AGILENT |  | E3631A | TRIPLE OUTPUT DC POWER SUPPLY
5762 | 402796 |  | San Jose |  | AGILENT |  | E3631A | TRIPLE OUTPUT DC POWER SUPPLY
5764 | 402782 |  | San Jose |  | AGILENT |  | E3631A | TRIPLE OUTPUT DC POWER SUPPLY
5765 | 402779 |  | San Jose |  | AGILENT |  | E3631A | TRIPLE OUTPUT DC POWER SUPPLY
5767 | 402798 |  | San Jose |  | AGILENT |  | E3631A | TRIPLE OUTPUT DC POWER SUPPLY
5784 | 402836 |  | San Jose |  | AGILENT |  | E3631A | TRIPLE OUTPUT DC POWER SUPPLY
5785 | 402838 |  | San Jose |  | AGILENT |  | E3631A | TRIPLE OUTPUT DC POWER SUPPLY
5801 | 402854 |  | San Jose |  | AGILENT |  | E3631A | TRIPLE OUTPUT DC POWER SUPPLY
5802 | 402863 |  | San Jose |  | AGILENT |  | E3631A | TRIPLE OUTPUT DC POWER SUPPLY
5803 | 402870 |  | San Jose |  | AGILENT |  | E3631A | TRIPLE OUTPUT DC POWER SUPPLY
5809 | 402874 |  | San Jose |  | AGILENT |  | E3631A | TRIPLE OUTPUT DC POWER SUPPLY
5810 | 402875 |  | San Jose |  | AGILENT |  | E3631A | TRIPLE OUTPUT DC POWER SUPPLY
5811 | 402888 |  | San Jose |  | AGILENT |  | E3631A | TRIPLE OUTPUT DC POWER SUPPLY
5812 | 402883 |  | San Jose |  | AGILENT |  | E3631A | TRIPLE OUTPUT DC POWER SUPPLY
5817 | 402891 |  | San Jose |  | AGILENT |  | E3631A | TRIPLE OUTPUT DC POWER SUPPLY
5819 | 402895 |  | San Jose |  | AGILENT |  | E3631A | TRIPLE OUTPUT DC POWER SUPPLY
5820 | 402896 |  | San Jose |  | AGILENT |  | E3631A | TRIPLE OUTPUT DC POWER SUPPLY
5821 | 402897 |  | San Jose |  | AGILENT |  | E3631A | TRIPLE OUTPUT DC POWER SUPPLY
5822 | 402910 |  | San Jose |  | AGILENT |  | E3631A | TRIPLE OUTPUT DC POWER SUPPLY
5823 | 402911 |  | San Jose |  | AGILENT |  | E3631A | TRIPLE OUTPUT DC POWER SUPPLY
5824 | 402912 |  | San Jose |  | AGILENT |  | E3631A | TRIPLE OUTPUT DC POWER SUPPLY
5849 | 402931 |  | San Jose |  | AGILENT |  | E3631A | TRIPLE OUTPUT DC POWER SUPPLY
5851 | 402949 |  | San Jose |  | AGILENT |  | E3631A | TRIPLE OUTPUT DC POWER SUPPLY
5874 | 402960 |  | San Jose |  | AGILENT |  | E3631A | TRIPLE OUTPUT DC POWER SUPPLY
5875 | 402964 |  | San Jose |  | AGILENT |  | E3631A | TRIPLE OUTPUT DC POWER SUPPLY
5900 | 403001 |  | San Jose |  | AGILENT |  | E3631A | TRIPLE OUTPUT DC POWER SUPPLY
5901 | 403009 |  | San Jose |  | AGILENT |  | E3631A | TRIPLE OUTPUT DC POWER SUPPLY
5920 | 402988 |  | San Jose |  | AGILENT |  | E3631A | TRIPLE OUTPUT DC POWER SUPPLY
5943 | 403236 |  | San Jose |  | AGILENT |  | E3631A | TRIPLE OUTPUT DC POWER SUPPLY
5944 | 403131 |  | San Jose |  | AGILENT |  | E3631A | TRIPLE OUTPUT DC POWER SUPPLY
5949 | 403134 |  | San Jose |  | AGILENT |  | E3631A | TRIPLE OUTPUT DC POWER SUPPLY
5982 | 403217 |  | San Jose |  | AGILENT |  | E3631A | TRIPLE OUTPUT DC POWER SUPPLY
5984 | 403200 |  | San Jose |  | AGILENT |  | E3631A | TRIPLE OUTPUT DC POWER SUPPLY
5842 | 402938 |  | San Jose |  | AGILENT |  | E3633A | DC POWER SUPPLY
3510 | 402746 |  | San Jose |  | AGILENT |  | E3642A | DC POWER SUPPLY
3984 | 403062 |  | San Jose |  | AGILENT |  | E3644A | DC POWER SUPPLY
3985 | 403065 |  | San Jose |  | AGILENT |  | E3644A | DC POWER SUPPLY
5743 | 402748 |  | San Jose |  | AGILENT |  | E3644A | DC POWER SUPPLY
3932 | 403033 |  | San Jose |  | AGILENT |  | E3646A | DUAL OUTPUT DC POWER SUPPLY
5844 | 402918 |  | San Jose |  | AGILENT |  | E3646A | DUAL OUTPUT DC POWER SUPPLY
5845 | 402930 |  | San Jose |  | AGILENT |  | E3646A | DUAL OUTPUT DC POWER SUPPLY
5873 | 402963 |  | San Jose |  | AGILENT |  | E3646A | DUAL OUTPUT DC POWER SUPPLY
5894 | 402998 |  | San Jose |  | AGILENT |  | E3646A | DUAL OUTPUT DC POWER SUPPLY
5899 | 403016 |  | San Jose |  | AGILENT |  | E3646A | TRIPLE OUTPUT DC POWER SUPPLY
EXP2011 | 400256 |  | San Jose |  | Agilent |  | E4407B | Spectrum Analyzer
5932 | 403114 |  | San Jose |  | ANDO |  | AA8202-418 | 1X8 OSW
5933 | 403114 |  | San Jose |  | ANDO |  | AA8202-418 | DUAL 1X2 OSW
5934 | 403114 |  | San Jose |  | ANDO |  | AA8202-418 | FRAME CONTROLLER
5957 | 403139 |  | San Jose |  | ANDO |  | AQ8201-412 | DUAL 1X2 OSW
5958 | 403138 |  | San Jose |  | ANDO |  | AQ8201-412 | DUAL 1X2 OSW
5959 | 403137 |  | San Jose |  | ANDO |  | AQ8201-412 | DUAL 1X2 OSW
5975 | 403189 |  | San Jose |  | ANDO |  | AQ8201-412 | DUAL 1X2 OSW
5976 | 403191 |  | San Jose |  | ANDO |  | AQ8201-422 | DUAL 2X2 OSW
5977 | 403190 |  | San Jose |  | ANDO |  | AQ8201-422 | DUAL 2X2 OSW
5978 | 403188 |  | San Jose |  | ANDO |  | AQ8201-422 | DUAL 2X2 OSW
3964 | 403059 |  | San Jose |  | ANDO |  | AQ8201-43 | 1X12 OSW
3972 | 403059 |  | San Jose |  | ANDO |  | AQ8201-43 | FRAME CONTROLLER
5961 | 403136 |  | San Jose |  | ANDO |  | AQ8202 | EXPANDER FRAME
3966 | 403041 |  | San Jose |  | ANDO |  | AQ8202-322 | ATTN MODULE
4006 | 403047 |  | San Jose |  | ANDO |  | AQ8202-322 | ATTN MODULE
5952 | 403151 |  | San Jose |  | ANDO |  | AQ8202-322 | ATTN MODULE
5953 | 403150 |  | San Jose |  | ANDO |  | AQ8202-322 | ATTN MODULE
5955 | 403144 |  | San Jose |  | ANDO |  | AQ8202-322 | ATTN MODULE
3968 | 403041 |  | San Jose |  | ANDO |  | AQ8202-322 | DUAL 1X2 OSW
3969 | 403041 |  | San Jose |  | ANDO |  | AQ8202-322 | DUAL OPM MODULE
4007 | 403047 |  | San Jose |  | ANDO |  | AQ8202-322 | DUAL OPM MODULE
3970 | 403041 |  | San Jose |  | ANDO |  | AQ8202-322 | FRAME (HALFSIZE)
4008 | 403047 |  | San Jose |  | ANDO |  | AQ8202-322 | FRAME CONTROLLER
5825 | 402913 |  | San Jose |  | ANDO |  | AQ8202-32P | ATTN MODULE
5954 | 403140 |  | San Jose |  | ANDO |  | AQ8202-32P | ATTN MODULE
5956 | 403148 |  | San Jose |  | ANDO |  | AQ8202-412 | DUAL 1X2 OSW
5960 | 403142 |  | San Jose |  | ANDO |  | AQ8202-412 | DUAL 1X2 OSW
5852 | 402921 |  | San Jose |  | ANDO |  | AQ8202-414 | 1X4 OSW
5951 | 403149 |  | San Jose |  | ANDO |  | AQ8202-414 | 1X4 OSW
5853 | 402921 |  | San Jose |  | ANDO |  | AQ8202-414 | 1X8 OSW
5854 | 402921 |  | San Jose |  | ANDO |  | AQ8202-414 | DUAL 1X2 OSW
5855 | 402921 |  | San Jose |  | ANDO |  | AQ8202-414 | FRAME CONTROLLER
5903 | 403006 |  | San Jose |  | ANDO |  | AQ8202-418 | 1X8 OSW
5904 | 402979 |  | San Jose |  | ANDO |  | AQ8202-418 | 1X8 OSW
6006 | 403035 |  | San Jose |  | ANDO |  | AQ8202-418 | 1X8 OSW
5905 | 403006 |  | San Jose |  | ANDO |  | AQ8202-418 | DUAL 1X2 OSW
6007 | 403035 |  | San Jose |  | ANDO |  | AQ8202-418 | DUAL 1X2 OSW
5906 | 403006 |  | San Jose |  | ANDO |  | AQ8202-418 | FRAME (HALFSIZE)
6008 | 403035 |  | San Jose |  | ANDO |  | AQ8202-418 | FRAME CONTROLLER
5907 | 402978 |  | San Jose |  | ANDO |  | AQ8204 | FRAME CONTROLLER
EXP2031 | 403141 |  | San Jose |  | ando |  | AQ8204 | opt system
EXP2038 | SED-2161 |  | San Jose |  | ando/yokogawa |  | AQ2202 | opt system flame
3437 | 400722 |  | San Jose |  | ANRITSU |  | MP1570A | SONET/SDH/PDH/ATM ANALYZER
5703 | 400257 |  | San Jose |  | ANRITSU |  | MP1763B | PULSE PATTERN GENERATOR 0.05-12.5GHZ
5706 | 400286 |  | San Jose |  | ANRITSU |  | MP1763B | PULSE PATTERN GENERATOR 0.05-12.5GHZ
5908 | 402999 |  | San Jose |  | ANRITSU |  | MP1763C | PULSE PATTERN GENERATOR
5909 | 400171 |  | San Jose |  | ANRITSU |  | MP1763C | PULSE PATTERN GENERATOR
5921 | 402972 |  | San Jose |  | ANRITSU |  | MP1763C | PULSE PATTERN GENERATOR
5687 | 400221 |  | San Jose |  | ANRITSU |  | MP1764A | 0.05-12.5GHZ ERROR DETECTOR
3754 | 400307 |  | San Jose |  | ANRITSU |  | MP1764A | ERROR DETECTOR
3436 | 400721 |  | San Jose |  | ANRITSU |  | MP1764A | ERROR DETECTOR MP1764A 0.05-12.5GHZ
5700 | 400254 |  | San Jose |  | ASSOCIATED ENVIRONMENTAL SYSTEMS |  | SD-302 | CHAMBER
5666 | 403072 |  | San Jose |  | CIRCADIANT |  | A3308 | OPTICAL STANDARDS TESTER
6603 | 403079 |  | San Jose |  | DESPATCH |  | 34G6 | LABORATORY HEATER
3937 | 401086 |  | San Jose |  | EXFO |  | FVA-3100 | VARIABLE ATTENUATOR
5681 | 400167 |  | San Jose |  | EXFO |  | FVA-3100 | VARIABLE ATTENUATOR
5721 | 402821 |  | San Jose |  | EXFO |  | FVA-3100 | VARIABLE ATTENUATOR
5768 | 402788 |  | San Jose |  | EXFO |  | FVA-3100 | VARIABLE ATTENUATOR
5857 | 402917 |  | San Jose |  | EXFO |  | FVA-3100 | VARIABLE ATTENUATOR
5910 | 402997 |  | San Jose |  | EXFO |  | FVA-3100 | VARIABLE ATTENUATOR
5912 | 402977 |  | San Jose |  | EXFO |  | FVA-3100 | VARIABLE ATTENUATOR
5749 | 402762 |  | San Jose |  | EXFO |  | FVA-60B | VARIABLE ATTENUATOR
3580 | 400235 |  | San Jose |  | EXFO |  | PM-1100 | OPTICAL POWER METER
5685 | 400203 |  | San Jose |  | EXFO |  | PM-1100 | OPTICAL POWER METER
5827 | 402892 |  | San Jose |  | EXFO |  | PM-1100 | OPTICAL POWER METER
5858 | 402948 |  | San Jose |  | HEPCO |  | 3000-2 | SINGLE-STROKE PNEUMATIC OPERATION
5962 | 403128 |  | San Jose |  | HEWLETT PACKARD (HP) |  | 5350B | MICROWAVE FREQUENCY COUNTER
3714 | 402876 |  | San Jose |  | HEWLETT PACKARD (HP) |  | 6624A | SYSTEM DC POWER SUPPLY
5814 | 100272 |  | San Jose |  | HEWLETT PACKARD (HP) |  | 70340A | SIGNAL GENERATOR 1-20GHZ
5680 | 201746 |  | San Jose |  | HEWLETT PACKARD (HP) |  | 70841B | 0.1-3GB/S PATTERN GENERATOR
5733 | 402890 |  | San Jose |  | HEWLETT PACKARD (HP) |  | 8504A | 1300NM/1550NM PRECISION REFLECTOMETER
5805 | 402820 |  | San Jose |  | HEWLETT PACKARD (HP) |  | 8647A | 250KHZ-1000MHZ SIGNAL GENERATOR
5999 | 403203 |  | San Jose |  | HEWLETT PACKARD (HP) |  | 8647A | 250KHZ-1000MHZ SIGNAL GENERATOR
5828 | 402884 |  | San Jose |  | HEWLETT PACKARD (HP) |  | 8647A | 250KHZ-1000MHZ SIGNAL GENERTOR
5913 | 402902 |  | San Jose |  | HEWLETT PACKARD (HP) |  | 8647A | 250KHZ-1000MHZ SIGNAL GENERTOR
5676 | 403129 |  | San Jose |  | HEWLETT PACKARD (HP) |  | 8647A | SIGNAL GENERATOR
5985 | 403157 |  | San Jose |  | HEWLETT PACKARD (HP) |  | 8647A | SIGNAL GENERATOR
5806 | 402823 |  | San Jose |  | HEWLETT PACKARD (HP) |  | 8648A | 100KHZ-1000MHZ SIGNAL GENERATOR
5935 | 403110 |  | San Jose |  | HEWLETT PACKARD (HP) |  | 8648B | SIGNAL GENERATOR
5945 | 403112 |  | San Jose |  | HEWLETT PACKARD (HP) |  | 8648B | SIGNAL GENERATOR
5665 | 403093 |  | San Jose |  | HEWLETT PACKARD (HP) |  | 8656B | SIGNAL GENERATOR
6000 | 403231 |  | San Jose |  | HEWLETT PACKARD (HP) |  | 89410A | DC-10MHZ VECTOR SIGNAL ANALYZER
5859 | 402882 |  | San Jose |  | HEWLETT PACKARD (HP) |  | E3620A | DUAL OUTPUT DC POWER SUPPLY
5963 | 403133 |  | San Jose |  | HEWLETT PACKARD (HP) |  | E3620A | DUAL OUTPUT DC POWER SUPPLY
3819 | 403109 |  | San Jose |  | HEWLETT PACKARD (HP) |  | E3631A | TRIPLE OUTPUT DC POWER SUPPLY
3627 | 402889 |  | San Jose |  | HEWLETT PACKARD (HP) |  | E4400B | 250KHZ-1.0GHZ ESG SERIES SIGNAL GENERATOR
3645 | 402887 |  | San Jose |  | HEWLETT PACKARD (HP) |  | E4400B | 250KHZ-1.0GHZ ESG SERIES SIGNAL GENERATOR
5699 | 400253 |  | San Jose |  | HEWLETT PACKARD (HP) |  | E4400B | 250KHZ-1.0GHZ ESG SERIES SIGNAL GENERATOR
5704 | 402783 |  | San Jose |  | HEWLETT PACKARD (HP) |  | E4400B | 250KHZ-1.0GHZ ESG SERIES SIGNAL GENERATOR
5931 | 403014 |  | San Jose |  | HEWLETT PACKARD (HP) |  | ESG-1000A | SIGNAL GENERATOR
5739 | 402763 |  | San Jose |  | ICS ELECTRONICS |  | 4899 | GPIB MODBUS INTERFACE
5860 | 402934 |  | San Jose |  | ICS ELECTRONICS |  | 4899 | GPIB <-> MODBUS INTERFACE
5861 | 402937 |  | San Jose |  | ICS ELECTRONICS |  | 4899 | GPIB <-> MODBUS INTERFACE
5862 | 402945 |  | San Jose |  | ILX LIGHTWAVE |  | LDC-3724B | LASER DIODE CONTROLLER
5741 | 400728 |  | San Jose |  | ILX LIGHTWAVE |  | LDX-3210 | PRECISION LASER DIODE CURRENT SOURCE
3603 | 402860 |  | San Jose |  | ILXLIGHTWAVE |  | LDC-3724 | LASER DIODE CONTROLLER
3404 | 400233 |  | San Jose |  | ILXLIGHTWAVE |  | LDC-3724B | LASER DIODE CONTROLLER
3648 | 402904 |  | San Jose |  | ILXLIGHTWAVE |  | LDC-3724B | LASER DIODE CONTROLLER
5804 | 402867 |  | San Jose |  | ILXLIGHTWAVE |  | LDC-3724B | LASER DIODE CONTROLLER
3551 | 402794 |  | San Jose |  | ILXLIGHTWAVE |  | LDX-3220 | PRECISION LASER DIODE CURRENT SOURCE
5750 | 400245 |  | San Jose |  | ILXLIGHTWAVE |  | LDX-3412 | PRECISION CURRENT SOURCE
5740 | 403227 |  | San Jose |  | ILXLIGHTWAVE |  | LPA-9070 SERIES | LASER DIODE PARAMETER ANALYZER
5964 | 400166 |  | San Jose |  | IXIA COMMUNICATIONS |  | 400T | TRAFFIC GENERATOR/PERFORMANCE ANALYZER
5682 | 402815 |  | San Jose |  | JDS UNIPHASE |  | 0 | ATTENUATOR MAPA+23
5689 | 402767 |  | San Jose |  | JDS UNIPHASE |  | 0 | ATTENUATOR MAPA+23
5793 | 402825 |  | San Jose |  | JDS UNIPHASE |  | 0 | ATTENUATOR MAPA+23
5705 | 402769 |  | San Jose |  | JDS UNIPHASE |  | 0 | BACKREFLECTOR VBR
5770 | 402790 |  | San Jose |  | JDS UNIPHASE |  | 0 | POWER METER
5794 | 402826 |  | San Jose |  | JDS UNIPHASE |  | 0 | POWER METER
5753 | 402770 |  | San Jose |  | JDS UNIPHASE |  | 0 | RECEIVER RX10
5691 | 402771 |  | San Jose |  | JDS UNIPHASE |  | 0 | TRANSMITTER
5751 | 402766 |  | San Jose |  | JDS UNIPHASE |  | 00343 | ATTENUATOR IA3
5930 | 402990 |  | San Jose |  | JDS UNIPHASE |  | CONTROLLER | SWITCH
5678 | 402816 |  | San Jose |  | JDS UNIPHASE |  | MAP+1111110 | MULTIPLE APPLICATION PLATFORM CONTROLLER
5769 | 400708 |  | San Jose |  | JDS UNIPHASE |  | MAP+1122210 | MULTIPLE APPLICATION PLATFORM SLAVE
5708 | 402804 |  | San Jose |  | JDS UNIPHASE |  | MAPA+23 | ATTENUATOR
5709 | 402805 |  | San Jose |  | JDS UNIPHASE |  | MAPA+23 | ATTENUATOR
5876 | 402968 |  | San Jose |  | JDS UNIPHASE |  | MAPA+23 | ATTENUATOR
5877 | 402970 |  | San Jose |  | JDS UNIPHASE |  | MAPA+23 | ATTENUATOR
5926 | 402991 |  | San Jose |  | JDS UNIPHASE |  | MAPA+23 | ATTENUATOR
5927 | 402991 |  | San Jose |  | JDS UNIPHASE |  | MAPA+23 | MULTIPLE APPLICATION PLATFORM
5928 | 402991 |  | San Jose |  | JDS UNIPHASE |  | MAPA+23 | SWITCH
5929 | 402991 |  | San Jose |  | JDS UNIPHASE |  | MAPA+23 | SWITCH
5752 | 402773 |  | San Jose |  | JDS UNIPHASE |  | MAPM+1P2 | POWER METER
5965 | 403153 |  | San Jose |  | JDS UNIPHASE |  | MAPM+1P2 | POWER METER
5966 | 403152 |  | San Jose |  | JDS UNIPHASE |  | MAPM+1P2 | POWER METER
5679 | 402774 |  | San Jose |  | JDS UNIPHASE |  | MAPR+110O62FP | RECEIVER RX10
5692 | 402775 |  | San Jose |  | JDS UNIPHASE |  | MAPR+110O62FP | RECEIVER RX10
5863 | 402947 |  | San Jose |  | JDS UNIPHASE |  | SB SERIES | Fiber Optic Switch
5914 | 403003 |  | San Jose |  | JDS UNIPHASE |  | SC SERIES | Fiber Optic Switch
EXP2004 |  | TW_EE_201 | San Jose |  | K&S |  | 4523A digital | Wedge wire bonder - (1)
6139 |  | TW_EE_197 | San Jose |  | KEITHLEY | KEITHLEY | 2400 | Source meter - (1)
5771 | 402797 |  | San Jose |  | KEITHLEY |  | 2602 | SYSTEM SOURCEMETER
5663 | 402736 |  | San Jose |  | MELLANOX |  | MTS3600 | MTS3600 INFINIBAND SWITCH
5662 | 402737 |  | San Jose |  | MELLANOX |  | MTS3600 | MTS3600 INFINIBAND SWITCH
EXP2001 | 400799 |  | San Jose |  | Newport |  | 562 | XYZ Stage
5829 | 402953 |  | San Jose |  | NEWPORT |  | 5005 | NEWPORT LASER DIODE DRIVER
5772 | 402807 |  | San Jose |  | NEWPORT |  | 1930F-IG | POWER METER
5878 | 402954 |  | San Jose |  | NEWPORT |  | 1930F-IG | POWER METER
5865 | 402919 |  | San Jose |  | NEWPORT |  | 1930F-SL | POWER METER
5866 | 402922 |  | San Jose |  | NEWPORT |  | 1930F-SL | POWER METER
5867 | 402946 |  | San Jose |  | NEWPORT |  | 1930F-SL | POWER METER
EXP2007 | 100346 |  | San Jose |  | Newport |  | BGM80MS | Manual Goniometer 80mm
5864 | 402927 |  | San Jose |  | NEWPORT |  | ESA-CXA | DRIVE CONTROLLER
5879 | 402955 |  | San Jose |  | OK INDUSTRIES |  | FCR 2000 | FORCED CONVECTION REWORK
5742 | 402950 |  | San Jose |  | OMEGA |  | HH21 | MICROPROCESSOR THERMOMETER
5795 | 402623 |  | San Jose |  | PICOSECOND |  | 12060 | PICOSECOND 20GB/S PATTERN GENERATOR
5661 | 402739 |  | San Jose |  | QLOGIC |  | 12200-CH01 | 36PORT QDR INFINIBAND SWITCH
3608 | 402869 |  | San Jose |  | ROHDE&SCHWARZ |  | SMIQ 03 | ROHDE&SCHWARZ SIGNAL GENERATOR 300KHZ&3.3GHZ
EXP2008 | 400773 |  | San Jose |  | Sakama |  | 8X8 | Hot Plate
5967 | 403183 |  | San Jose |  | STANFORD RESEARCH SYSTEMS |  | DS345 | 30MHZ SYTHESIZED FUNCTION GENERATOR
5968 | 403182 |  | San Jose |  | STANFORD RESEARCH SYSTEMS |  | SR560 | LOW-NOISE PREAMPLIFIER
5868 | 402924 |  | San Jose |  | SUPER STACK |  | 3C16980 | SWITCH 3300 24 PORT
5755 | 402776 |  | San Jose |  | TEKTRONIX |  | 80E04 | SAMPLING MODULE
5754 | 402777 |  | San Jose |  | TEKTRONIX |  | 012-1569-00 | 2 METER MODULE EXTENDER
5796 | 402850 |  | San Jose |  | TEKTRONIX |  | 80C08B-CR2 | OPTICAL SAMPLING MODULE
5869 | 402951 |  | San Jose |  | TEKTRONIX |  | 80C08-CR1 | OPTICAL SAMPLING MODULE
5946 | 400387 |  | San Jose |  | TEKTRONIX |  | CSA 8000B | COMMUNICATIONS SIGNAL ANALYZER
EXP2020 | 400298 |  | San Jose |  | tektronix |  | DSA8200 | Digital signal analyzer
5881 | 400293 |  | San Jose |  | TEKTRONIX |  | MSO 4034 | MIXED SIGNAL OSCILLOSCOPE
5970 | 403155 |  | San Jose |  | TEKTRONIX |  | PS2520G | PROGRAMMABLE POWER SUPPLY
5971 | 403154 |  | San Jose |  | TEKTRONIX |  | PS2521G | PROGRAMMABLE POWER SUPPLY
5972 | 403161 |  | San Jose |  | TEKTRONIX |  | PS2521G | PROGRAMMABLE POWER SUPPLY
5718 | 402939 |  | San Jose |  | TEKTRONIX |  | TDS 3034B | DIGITAL PHOSPHOR OSCILLOSCOPE
5719 | 403005 |  | San Jose |  | TEKTRONIX |  | TDS 3034B | DIGITAL PHOSPHOR OSCILLOSCOPE
3453 | 402943 |  | San Jose |  | TEKTRONIX |  | TDS 784A | DIGITIZING OSCILLOSCOPE
3427 | 400705 |  | San Jose |  | TEKTRONIX |  | TDS 8000 | DIGITAL SAMPLING O-SCOPE
5716 | 400738 |  | San Jose |  | TESTEQUITY |  | 105 | HALF CUBE TEMPERATURE CHAMBER
5870 | 402952 |  | San Jose |  | TESTEQUITY |  | 105 | HALF CUBE TEMPERATURE CHAMBER
5872 | 402952 |  | San Jose |  | TESTEQUITY |  | 105 | NETWORK SIMULATOR
5979 | 403187 |  | San Jose |  | TESTEQUITY |  | 115 | TEMPURATURE CHAMBER
5986 | 403213 |  | San Jose |  | THERMONICS |  | T-2500 | PRECISION TEMPERATURE FORCING SYSTEM
5916 | 402971 |  | San Jose |  | THERMONICS |  | T-2500E | PRECISION TEMPERATURE FORCING SYSTEM
6009 | 400693 |  | San Jose |  | THERMONICS |  | X-Stream 4300 | PRECISION TEMPERATURE FORCING SYSTEM
6673 |  |  | San Jose |  | Thermonics | Equipment (repairment) |  | 14910 Chill-AIP Chiller Replacement in Thermonics T-2500E(5916)
5871 | 402942 |  | San Jose |  | UDT INSTRUMENTS |  | S370 | FIBER POWER METER
6003 | 403235 |  | San Jose |  | VALLEY |  | 6427 | TELECOM-TEST LASER
5664 | 402738 |  | San Jose |  | VOLTAIRE |  | 4036 | 4036 SWITCH
6675 |  |  | San Jose |  | Wafab Int'l |  | 2000-0200-0401 | Chemical Dispensing System
6010 | 403021 |  | San Jose |  | Yamato |  | DKN600 | Mechanical Convection Oven
6011 | 403022 |  | San Jose |  | Yamato |  | DKN600 | Mechanical Convection Oven
5998 | 403219 |  | San Jose |  | YOKOGAWA |  | AQ2200-221 | SENSOR MODULE
5936 | 403115 |  | San Jose |  | YOKOGAWA |  | AQ2200-331 | ATTN MODULE
5988 | 403198 |  | San Jose |  | YOKOGAWA |  | AQ2200-331 | ATTN MODULE
5989 | 403210 |  | San Jose |  | YOKOGAWA |  | AQ2200-331 | ATTN MODULE
5990 | 403211 |  | San Jose |  | YOKOGAWA |  | AQ2200-331 | ATTN MODULE
5937 | 403115 |  | San Jose |  | YOKOGAWA |  | AQ2200-331 | FRAME CONTROLLER
5938 | 403115 |  | San Jose |  | YOKOGAWA |  | AQ2200-331 | OSW MODULE
5939 | 403115 |  | San Jose |  | YOKOGAWA |  | AQ2200-331 | OSW MODULE
5940 | 403115 |  | San Jose |  | YOKOGAWA |  | AQ2200-331 | OSW MODULE
5941 | 403115 |  | San Jose |  | YOKOGAWA |  | AQ2200-331 | SENSOR MODULE
5973 | 403146 |  | San Jose |  | YOKOGAWA |  | AQ2200-421 | OSW MODULE
5974 | 403145 |  | San Jose |  | YOKOGAWA |  | AQ2200-421 | OSW MODULE
5993 | 403197 |  | San Jose |  | YOKOGAWA |  | AQ2200-421 | OSW MODULE
5994 | 403220 |  | San Jose |  | YOKOGAWA |  | AQ2200-421 | OSW MODULE
5995 | 403204 |  | San Jose |  | YOKOGAWA |  | AQ2200-421 | OSW MODULE
5669 | 403147 |  | San Jose |  | YOKOGAWA |  | AQ2200-629I | VCSEL
5882 | 402959 |  | San Jose |  | YOKOGAWA |  | AQ2200-631 | ATTN MODULE
5883 | 402959 |  | San Jose |  | YOKOGAWA |  | AQ2200-631 | ATTN MODULE
5884 | 402959 |  | San Jose |  | YOKOGAWA |  | AQ2200-631 | ATTN MODULE
5885 | 402959 |  | San Jose |  | YOKOGAWA |  | AQ2200-631 | FRAME CONTROLLER
5667 | 402959 |  | San Jose |  | YOKOGAWA |  | AQ2200-631 | OPTICAL RECIEVER
5886 | 402959 |  | San Jose |  | YOKOGAWA |  | AQ2200-631 | OSW MODULE
5887 | 402959 |  | San Jose |  | YOKOGAWA |  | AQ2200-631 | SENSOR MODULE
5987 | 403221 |  | San Jose |  | YOKOGAWA |  | AQ2200-631I | 10GB/S OPTICAL RECEIVER
5830 | 400724 |  | San Jose |  | YOKOGAWA |  | AQ2202 | ATTN MODULE
5831 | 400724 |  | San Jose |  | YOKOGAWA |  | AQ2202 | ATTN MODULE
5832 | 400724 |  | San Jose |  | YOKOGAWA |  | AQ2202 | ATTN MODULE
5714 | 400724 |  | San Jose |  | YOKOGAWA |  | AQ2202 | FRAME CONTROLLER
5991 | 403222 |  | San Jose |  | YOKOGAWA |  | AQ2202 | FRAME CONTROLLER
EXP2032 | 726 |  | San Jose |  | yokogawa |  | AQ2202 | opt system flame
EXP2046 | 0420 |  | San Jose |  | yokogawa |  | AQ2202 | opt test flame
5833 | 400724 |  | San Jose |  | YOKOGAWA |  | AQ2202 | OSW MODULE
5834 | 400724 |  | San Jose |  | YOKOGAWA |  | AQ2202 | OSW MODULE
5835 | 400724 |  | San Jose |  | YOKOGAWA |  | AQ2202 | OSW MODULE
5836 | 400724 |  | San Jose |  | YOKOGAWA |  | AQ2202 | OSW MODULE
5917 | 400334 |  | San Jose |  |  |  | 0 | PATTERN GENERATOR
6288 | E07013 |  | San Jose |  |  |  |  | 850XFP R&D Assembly Equipment
6315 | 11696 |  | San Jose |  |  |  |  | AF01 C-BAND ER-DOPED FIBER AMPLIFIER
6667 |  |  | San Jose |  |  |  |  | Anritsu PPG
6275 |  |  | San Jose |  |  |  |  | DC POWER SUPPLY
6276 |  |  | San Jose |  |  |  |  | DC POWER SUPPLY
6670 |  |  | San Jose |  |  |  |  | Error Detector 28G/32G
6645 |  |  | San Jose |  |  |  |  | Extender Module
6323 |  | D003 | San Jose |  |  |  |  | HIGH DETECTOR
6297 | S98039 |  | San Jose |  |  |  |  | HP 3325B FUNCTION GENERATOR
6292 | E08003 |  | San Jose |  |  |  |  | Lab Equipment General SVDC 1st Half
6658 |  |  | San Jose |  |  |  |  | Multimode Backreflection Meter
6664 |  |  | San Jose |  |  |  |  | Optical Attenuator
6278 | E00002 |  | San Jose |  |  |  |  | OPTICAL TEST SYSTEM/SOFTWARE OF EXCELIGHT DESIGN CENTER
6643 |  |  | San Jose |  |  |  |  | Oscilloscope plug-in Module
6301 |  |  | San Jose |  |  |  |  | PROGILENT UPGRADES - STANDARD
6298 |  |  | San Jose |  |  |  |  | RELIABILITY BURN-IN SYSTEM
6646 |  |  | San Jose |  |  |  |  | RF Switch
4478 | E07002 |  | San Jose |  |  |  |  | SVO Design Center Equipment
6281 | E07002 |  | San Jose |  |  |  |  | SVO DESIGN CENTER EQUIPMENT
6287 | E07002 |  | San Jose |  |  |  |  | SVO Design Center Equipment
6660 |  |  | San Jose |  |  |  |  | Switch SP4T DC-20 GHz
6661 |  |  | San Jose |  |  |  |  | Switch SP4T DC-20 GHz
6662 |  |  | San Jose |  |  |  |  | Switch SP4T DC-20 GHz
6663 |  |  | San Jose |  |  |  |  | Switch SP4T DC-20 GHz
4486 |  |  | San Jose |  |  |  |  | TEC REPLICA UNIT FROM SEDI PRODUCTION
6331 | 11732 |  | San Jose |  |  |  |  | TEC SYSTEM EQUIPMENT-SVDC GROUP
6279 | E01003 |  | San Jose |  |  |  |  | TEMPERATURE/HUMIDITY CHAMBER FOR EXCELIGHT DESIGN CENTER
6280 | E01003 |  | San Jose |  |  |  |  | TEMPERATURE/HUMIDITY CHAMBER FOR EXCELIGHT DESIGN CENTER
6277 | S99075 |  | San Jose |  |  |  |  | TEST EQUIPMENT FOR THE EOP LAB
6293 | E08004 |  | San Jose |  |  |  |  | Test Equipment Tunable XFP-E R&D Phase 2
6649 |  |  | San Jose |  |  |  |  | Timebase reference module & clock
4482 | E00902 |  | San Jose |  |  |  |  | Transceiver Jitter Tester
5747 | 400216 |  | San Jose |  |  |  |  | TRIPLE OUTPUT DC POWER SUPPLY
4479 | E08001 |  | San Jose |  |  |  |  | Tunable EFP-E R&D Equipment (1)
6290 | E08001 |  | San Jose |  |  |  |  | Tunable XFP-E R&D Equipment (1)
6289 | E07015 |  | San Jose |  |  |  |  | XFP Burn-in Board
6300 |  |  | San Jose |  |  |  |  | XFP SW PRODUCTION LINE FIXTURE
6286 | E07011 |  | San Jose |  |  |  |  | XFP SW R&D Pilot Line Equipment
6295 | E08007 |  | San Jose |  |  |  |  | XFP-E R&D Test Rack Part 3
4480 | E00901 |  | San Jose |  |  |  |  | XFP-E R&D Tunable Test Rack
4483 | E00903 |  | San Jose |  |  |  |  | XFP-E Rack Build Phase 3
6299 |  |  | San Jose |  |  |  |  | XFPE TUNABLE PRODUCTION LINE FIXTURE